## Equipment
Kilgore College (Kilgore) (1741) | [6 empty] | EOI Inspection | [27 empty] | Controls Inspection | [5 empty] | Room Information
| Cooling Plant | Heating Plant | Unit Location | Unit Name | Device ID | AHU Piping | EOI | Unit Type | Blower Motor HP | Fan CFM | OA | ERV Type | Cooling Source | # of Cool Stages | Cooling Stage Breakout | Cooling Capacity | Hot Gas Reheat | Heating Source | # of Heat Stages | Heating Stage Breakout | TDR Stage 1 | Elec. Strip Heating (KW) | HP Rating (KW) | Gas Heat Capacity (BTUs) | Terminal Unit ID | Terminal Cooling Capacity | Terminal Elec. Heat Capacity | Terminal Gas Capacity | Terminal Inherited Heat Capacity | Terminal VRV HP Capacity | Has Damper | FPB Type | Backdraft Damper | Terminal Max CFM | Controls Type | EMS Type | Controls ID | Pelican Name | Pelican Desc | Power Module | Building | Floor | VIP Area | Rooms
Area 1 Longview Robotics: ESI ID # 698694188_967-801-011-2-5 / Meter # 698694188
Area 1 Longview Robotics: ESI ID # 698694188_967-801-011-2-5 / Meter # 698694188 |  |  |  | LR-RTU-01 | 123906 |  | ✔ | SZ |  |  | Minimum |  | DX | 1 | 4.0 Tons | 4 | Yes | Electric ¦ Resistance | 1 | 15.0 kW |  | 15 | [14 empty] | 8A5-BTFX | LR - Robotics Bldg | LR-RTU-01 | ⬜ | Longview Robotics | 1 | No | LR - Robotics Bldg
Area 2 Longview Barber School: ESI ID # 698559048_965-379-901-0-1 / Meter # 698559048; Area 2 Longview Barber School: Gas Meter # 15C378224, Gas Acct # 3039591280
Area 2 Longview Barber School: ESI ID # 698559048_965-379-901-0-1 / Meter # 698559048; Area 2 Longview Barber School: Gas Meter # 15C378224, Gas Acct # 3039591280 |  |  |  | LC-SS-03 | 123909 |  | ✔ | SZ |  |  | Minimum |  | DX | 1 | 10.0 Tons | 10 | No | Electric ¦ Resistance | 1 | 35.0 kW |  | 35 | [14 empty] | 8A3-F8UB | LC - Salon Centr_Hall | LC-SS-03 | ⬜ | Longview Cosmetology | 1 | No | LC - Salon Centr_Hall
Area 2 Longview Barber School: ESI ID # 698559048_965-379-901-0-1 / Meter # 698559048; Area 2 Longview Barber School: Gas Meter # 15C378224, Gas Acct # 3039591280 |  |  |  | LC-SS-04 | 123910 |  | ✔ | SZ |  |  | Minimum |  | DX | 1 | 7.5 Tons | 7.5 | No | Electric ¦ Resistance | 1 | 35.0 kW |  | 35 | [14 empty] | 8A3-GK31 | LC - 908_906 | LC-SS-04 | ⬜ | Longview Cosmetology | 1 | No | LC - 908_906
Area 2 Longview Barber School: ESI ID # 698559048_965-379-901-0-1 / Meter # 698559048; Area 2 Longview Barber School: Gas Meter # 15C378224, Gas Acct # 3039591280 |  |  |  | LC-SS-05 | 123911 |  | ✔ | SZ |  |  | Minimum |  | DX | 1 | 10.0 Tons | 10 | No | Electric ¦ Resistance | 1 | 35.0 kW |  | 35 | [14 empty] | 8A3-GE81 | LC - Offices | LC-SS-05 | ⬜ | Longview Cosmetology | 1 | No | LC - Offices
Area 2 Longview Barber School: ESI ID # 698559048_965-379-901-0-1 / Meter # 698559048; Area 2 Longview Barber School: Gas Meter # 15C378224, Gas Acct # 3039591280 |  |  |  | LC-SS-01 | 123907 |  | ✔ | SZ |  |  | Minimum |  | DX | 1 | 10.0 Tons | 10 | No | Electric ¦ Resistance | 1 | 35.0 kW |  | 35 | [14 empty] | 8A5-B8JP | LC - Salon South | LC-SS-01 | ⬜ | Longview Cosmetology | 1 | No | LC - Salon South
Area 2 Longview Barber School: ESI ID # 698559048_965-379-901-0-1 / Meter # 698559048; Area 2 Longview Barber School: Gas Meter # 15C378224, Gas Acct # 3039591280 |  |  |  | LC-SS-02 | 123908 |  | ✔ | SZ |  |  | Minimum |  | DX | 1 | 10.0 Tons | 10 | No | Electric ¦ Resistance | 1 | 35.0 kW |  | 35 | [14 empty] | 8A3-GJXS | LC - Salon North | LC-SS-02 | ⬜ | Longview Cosmetology | 1 | No | LC - Salon North
Area 3 Longview North: ESI ID # 158374858_969-389-901-2-2 / Meter # 158374858; Area 3 Longview North: Gas Meter # 3790400299938, Gas Acct # 3634443-0
Area 3 Longview North: ESI ID # 158374858_969-389-901-2-2 / Meter # 158374858; Area 3 Longview North: Gas Meter # 3790400299938, Gas Acct # 3634443-0 |  |  |  | LN-PU-01 | 123914 |  | ✔ | SZ |  |  | None |  | DX | 1 | 1.0 Tons | 1 | No | [23 empty] | Longview North | R | No | LN - Elevator Rm
Area 3 Longview North: ESI ID # 158374858_969-389-901-2-2 / Meter # 158374858; Area 3 Longview North: Gas Meter # 3790400299938, Gas Acct # 3634443-0 |  |  |  | LN-SS-02 | 123913 |  | ✔ | SZ |  |  | Minimum |  | DX | 1 | 2.0 Tons | 2 | No | [19 empty] | 8A3-KPWN | LN - Electrical Rm | LN-SS-02 | ⬜ | Longview North | B | No | LN - Electrical Rm
Area 3 Longview North: ESI ID # 158374858_969-389-901-2-2 / Meter # 158374858; Area 3 Longview North: Gas Meter # 3790400299938, Gas Acct # 3634443-0 |  |  |  | LN-AHU-01 | 123912 |  | ✔ | VAVAHU | 10 |  | Minimum |  | Chilled Water | 1 | 80.0 Tons | 80 | [20 empty] | 4S3-B1A3 | LN-VAVs |  | ⬜ | Longview North | 2, 1 | No | LN - VAVs, LN - 205 A-F, LN - 207, LN - 208, LN - 206, LN - 200, LN - 201, LN - 202, LN - 203, LN - 204, LN - Hall_RRs, LN - Hall H G, LN - 102 South, LN - 102 North, LN - 103, LN - 104, LN - Hall RRs, LN - 108_109, LN - 100, LN - 106, LN - 107, LN - StuLounge 105, LN - Main Entry
Area 3 Longview North: ESI ID # 158374858_969-389-901-2-2 / Meter # 158374858; Area 3 Longview North: Gas Meter # 3790400299938, Gas Acct # 3634443-0 |  |  |  |  | 124569 |  | ✔ | VAV Box | [16 empty] | LN-VAV-01 | 3.6364 | 7 |  |  |  | Yes | [5 empty] | 8A3-KKW2 | LN - 205 A-F | LN-VAV-01 | ⬜ | Longview North | 2 | No | LN - 205 A-F
Area 3 Longview North: ESI ID # 158374858_969-389-901-2-2 / Meter # 158374858; Area 3 Longview North: Gas Meter # 3790400299938, Gas Acct # 3634443-0 |  |  |  |  | 124570 |  | ✔ | VAV Box | [16 empty] | LN-VAV-02 | 3.6364 | 7 |  |  |  | Yes | [5 empty] | 8A3-KRPR | LN - 207 | LN-VAV-02 | ⬜ | Longview North | 2 | No | LN - 207
Area 3 Longview North: ESI ID # 158374858_969-389-901-2-2 / Meter # 158374858; Area 3 Longview North: Gas Meter # 3790400299938, Gas Acct # 3634443-0 |  |  |  |  | 124572 |  | ✔ | VAV Box | [16 empty] | LN-VAV-04 | 3.6364 | 7 |  |  |  | Yes | [5 empty] | 8A3-KSJT | LN - 208 | LN-VAV-04 | ⬜ | Longview North | 2 | No | LN - 208
Area 3 Longview North: ESI ID # 158374858_969-389-901-2-2 / Meter # 158374858; Area 3 Longview North: Gas Meter # 3790400299938, Gas Acct # 3634443-0 |  |  |  |  | 124571 |  | ✔ | VAV Box | [16 empty] | LN-VAV-03 | 3.6364 | 7 |  |  |  | Yes | [5 empty] | 8A3-KNR3 | LN - 206 | LN-VAV-03 | ⬜ | Longview North | 2 | No | LN - 206
Area 3 Longview North: ESI ID # 158374858_969-389-901-2-2 / Meter # 158374858; Area 3 Longview North: Gas Meter # 3790400299938, Gas Acct # 3634443-0 |  |  |  |  | 124573 |  | ✔ | VAV Box | [16 empty] | LN-VAV-05 | 3.6364 | 7 |  |  |  | Yes | [5 empty] | 8A3-KNQS | LN - 200 | LN-VAV-05 | ⬜ | Longview North | 2 | No | LN - 200
Area 3 Longview North: ESI ID # 158374858_969-389-901-2-2 / Meter # 158374858; Area 3 Longview North: Gas Meter # 3790400299938, Gas Acct # 3634443-0 |  |  |  |  | 124574 |  | ✔ | VAV Box | [16 empty] | LN-VAV-06 | 3.6364 | 7 |  |  |  | Yes | [5 empty] | 8A5-BQJX | LN - 201 | LN-VAV-06 | ⬜ | Longview North | 2 | No | LN - 201
Area 3 Longview North: ESI ID # 158374858_969-389-901-2-2 / Meter # 158374858; Area 3 Longview North: Gas Meter # 3790400299938, Gas Acct # 3634443-0 |  |  |  |  | 124575 |  | ✔ | VAV Box | [16 empty] | LN-VAV-08 | 3.6364 | 7 |  |  |  | Yes | [5 empty] | 8A3-KSTN | LN - 202 | LN-VAV-08 | ⬜ | Longview North | 2 | No | LN - 202
Area 3 Longview North: ESI ID # 158374858_969-389-901-2-2 / Meter # 158374858; Area 3 Longview North: Gas Meter # 3790400299938, Gas Acct # 3634443-0 |  |  |  |  | 124576 |  | ✔ | VAV Box | [16 empty] | LN-VAV-10 | 3.6364 | 7 |  |  |  | Yes | [5 empty] | 8A3-KNGW | LN - 203 | LN-VAV-10 | ⬜ | Longview North | 2 | No | LN - 203
Area 3 Longview North: ESI ID # 158374858_969-389-901-2-2 / Meter # 158374858; Area 3 Longview North: Gas Meter # 3790400299938, Gas Acct # 3634443-0 |  |  |  |  | 124577 |  | ✔ | VAV Box | [16 empty] | LN-VAV-12 | 3.6364 | 7 |  |  |  | Yes | [5 empty] | 8A3-KSGU | LN - 204 | LN-VAV-12 | ⬜ | Longview North | 2 | No | LN - 204
Area 3 Longview North: ESI ID # 158374858_969-389-901-2-2 / Meter # 158374858; Area 3 Longview North: Gas Meter # 3790400299938, Gas Acct # 3634443-0 |  |  |  |  | 124578 |  | ✔ | VAV Box | [16 empty] | LN-VAV-14 | 3.6364 | 7 |  |  |  | Yes | [5 empty] | 8A3-H7Z8 | LN - Hall_RRs | LN-VAV-14 | ⬜ | Longview North | 2 | No | LN - Hall_RRs
Area 3 Longview North: ESI ID # 158374858_969-389-901-2-2 / Meter # 158374858; Area 3 Longview North: Gas Meter # 3790400299938, Gas Acct # 3634443-0 |  |  |  |  | 124579 |  | ✔ | VAV Box | [16 empty] | LN-VAV-13 | 3.6364 | 7 |  |  |  | Yes | [5 empty] | 8A3-KMCA | LN - Hall H G | LN-VAV-13 | ⬜ | Longview North | 2 | No | LN - Hall H G
Area 3 Longview North: ESI ID # 158374858_969-389-901-2-2 / Meter # 158374858; Area 3 Longview North: Gas Meter # 3790400299938, Gas Acct # 3634443-0 |  |  |  |  | 124580 |  | ✔ | VAV Box | [16 empty] | LN-VAV-106 | 3.6364 | 7 |  |  |  | Yes | [5 empty] | 8A3-KM7F | LN - 102 South | LN-VAV-106 | ⬜ | Longview North | 1 | No | LN - 102 South
Area 3 Longview North: ESI ID # 158374858_969-389-901-2-2 / Meter # 158374858; Area 3 Longview North: Gas Meter # 3790400299938, Gas Acct # 3634443-0 |  |  |  |  | 124581 |  | ✔ | VAV Box | [16 empty] | LN-VAV-107 | 3.6364 | 7 |  |  |  | Yes | [5 empty] | 8A3-KQ3G | LN - 102 North | LN-VAV-107 | ⬜ | Longview North | 1 | No | LN - 102 North
Area 3 Longview North: ESI ID # 158374858_969-389-901-2-2 / Meter # 158374858; Area 3 Longview North: Gas Meter # 3790400299938, Gas Acct # 3634443-0 |  |  |  |  | 124582 |  | ✔ | VAV Box | [16 empty] | LN-VAV-108 | 3.6364 | 7 |  |  |  | Yes | [5 empty] | 8A3-HK1Q | LN - 103 | LN-VAV-108 | ⬜ | Longview North | 1 | No | LN - 103
Area 3 Longview North: ESI ID # 158374858_969-389-901-2-2 / Meter # 158374858; Area 3 Longview North: Gas Meter # 3790400299938, Gas Acct # 3634443-0 |  |  |  |  | 124584 |  | ✔ | VAV Box | [16 empty] | LN-VAV-110 | 3.6364 | 7 |  |  |  | Yes | [5 empty] | 8A3-KMMU | LN - 104 | LN-VAV-110 | ⬜ | Longview North | 1 | No | LN - 104
Area 3 Longview North: ESI ID # 158374858_969-389-901-2-2 / Meter # 158374858; Area 3 Longview North: Gas Meter # 3790400299938, Gas Acct # 3634443-0 |  |  |  |  | 124583 |  | ✔ | VAV Box | [16 empty] | LN-VAV-109 | 3.6364 | 7 |  |  |  | Yes | [5 empty] | 8A3-KKXQ | LN - Hall RRs | LN-VAV-109 | ⬜ | Longview North | 1 | No | LN - Hall RRs
Area 3 Longview North: ESI ID # 158374858_969-389-901-2-2 / Meter # 158374858; Area 3 Longview North: Gas Meter # 3790400299938, Gas Acct # 3634443-0 |  |  |  |  | 124585 |  | ✔ | VAV Box | [16 empty] | LN-VAV-111 | 3.6364 | 7 |  |  |  | Yes | [5 empty] | 8A3-KR7B | LN - 108_109 | LN-VAV-111 | ⬜ | Longview North | 1 | No | LN - 108_109
Area 3 Longview North: ESI ID # 158374858_969-389-901-2-2 / Meter # 158374858; Area 3 Longview North: Gas Meter # 3790400299938, Gas Acct # 3634443-0 |  |  |  |  | 124587 |  | ✔ | VAV Box | [16 empty] | LN-VAV-113 | 3.6364 | 7 |  |  |  | Yes | [5 empty] | 8A3-KLH8 | LN - 100 | LN-VAV-113 | ⬜ | Longview North | 1 | No | LN - 100
Area 3 Longview North: ESI ID # 158374858_969-389-901-2-2 / Meter # 158374858; Area 3 Longview North: Gas Meter # 3790400299938, Gas Acct # 3634443-0 |  |  |  |  | 124586 |  | ✔ | VAV Box | [16 empty] | LN-VAV-112 | 3.6364 | 7 |  |  |  | Yes | [5 empty] | 8A5-BRQ5 | LN - 106 | LN-VAV-112 | ⬜ | Longview North | 1 | No | LN - 106
Area 3 Longview North: ESI ID # 158374858_969-389-901-2-2 / Meter # 158374858; Area 3 Longview North: Gas Meter # 3790400299938, Gas Acct # 3634443-0 |  |  |  |  | 124589 |  | ✔ | VAV Box | [16 empty] | LN-VAV-117 | 3.6364 | 7 |  |  |  | Yes | [5 empty] | 8A3-KTPQ | LN - 107 | LN-VAV-117 | ⬜ | Longview North | 1 | No | LN - 107
Area 3 Longview North: ESI ID # 158374858_969-389-901-2-2 / Meter # 158374858; Area 3 Longview North: Gas Meter # 3790400299938, Gas Acct # 3634443-0 |  |  |  |  | 124588 |  | ✔ | VAV Box | [16 empty] | LN-VAV-114 | 3.6364 | 7 |  |  |  | Yes | [5 empty] | 8A3-KKMV | LN - StuLounge 105 | LN-VAV-114 | ⬜ | Longview North | 1 | No | LN - StuLounge 105
Area 3 Longview North: ESI ID # 158374858_969-389-901-2-2 / Meter # 158374858; Area 3 Longview North: Gas Meter # 3790400299938, Gas Acct # 3634443-0 |  |  |  |  | 124590 |  | ✔ | VAV Box | [16 empty] | LN-VAV-118 | 3.6364 | 7 |  |  |  | Yes | [5 empty] | 8A5-BX8A | LN - Main Entry | LN-VAV-118 | ⬜ | Longview North | 1 | No | LN - Main Entry
Area 4 Longview Hendrix: ESI ID # 698559046_965-129-901-0-0 / Meter # 698559046
Area 4 Longview Hendrix: ESI ID # 698559046_965-129-901-0-0 / Meter # 698559046 |  |  |  | LH-RTU-01 | 123919 |  | ✔ | SZ |  |  | Minimum |  | DX | 1 | 7.5 Tons | 7.5 | No | Electric ¦ Resistance | 1 | 24.3 kW |  | 24.3 | [14 empty] | 8A3-F695 | LH - 203_205 | LH-RTU-01 | ⬜ | Longview Hendrix | 1 | No | LH - 203_205
Area 4 Longview Hendrix: ESI ID # 698559046_965-129-901-0-0 / Meter # 698559046 |  |  |  | LH-RTU-02 | 123920 |  | ✔ | SZ |  |  | Minimum |  | DX | 1 | 3.0 Tons | 3 | Yes | Electric ¦ Resistance | 1 | 7.2 kW |  | 7.2 | [14 empty] | 8A3-KD7P | LH - Office A_B_Security | LH-RTU-02 | ⬜ | Longview Hendrix | 1 | No | LH - Office A_B_Security
Area 4 Longview Hendrix: ESI ID # 698559046_965-129-901-0-0 / Meter # 698559046 |  |  |  | LH-RTU-03 | 123921 |  | ✔ | SZ |  |  | Minimum |  | DX | 1 | 7.5 Tons | 7.5 | Yes | Electric ¦ Resistance | 1 | 25.7 kW |  | 25.7 | [14 empty] | 8A3-GWKS | LH - 105 | LH-RTU-03 | ⬜ | Longview Hendrix | 1 | No | LH - 105
Area 4 Longview Hendrix: ESI ID # 698559046_965-129-901-0-0 / Meter # 698559046 |  |  |  | LH-RTU-04 | 123922 |  | ✔ | SZ |  |  | Minimum |  | DX | 1 | 3.0 Tons | 3 | Yes | Electric ¦ Resistance | 1 | 7.2 kW |  | 7.2 | [14 empty] | 8A3-KB81 | LH - 210_212 | LH-RTU-04 | ⬜ | Longview Hendrix | 1 | No | LH - 210_212
Area 4 Longview Hendrix: ESI ID # 698559046_965-129-901-0-0 / Meter # 698559046 |  |  |  | LH-RTU-05 | 123923 |  | ✔ | SZ |  |  | Minimum |  | DX | 1 | 7.5 Tons | 7.5 | No | Electric ¦ Resistance | 1 | 24.3 kW |  | 24.3 | [14 empty] | 8A3-KDZ4 | LH - 305_508_510 | LH-RTU-05 | ⬜ | Longview Hendrix | 1 | No | LH - 305_508_510
Area 4 Longview Hendrix: ESI ID # 698559046_965-129-901-0-0 / Meter # 698559046 |  |  |  | LH-RTU-06 | 123924 |  | ✔ | SZ |  |  | Minimum |  | DX | 1 | 3.0 Tons | 3 | No | Electric ¦ Resistance | 1 | 7.2 kW |  | 7.2 | [14 empty] | 8A5-BT4J | LH - 314 | LH-RTU-06 | ⬜ | Longview Hendrix | 1 | No | LH - 314
Area 4 Longview Hendrix: ESI ID # 698559046_965-129-901-0-0 / Meter # 698559046 |  |  |  | LH-MSS-506a | 123925 |  | ✔ | SZ |  |  | None |  | DX | 1 | 1.5 Tons | 1.5 | No | Heat Pump | 1 | 1.6 kW |  |  | 1.65 | [17 empty] | Longview Hendrix | 1 | No | LH - MSS 506A
Area 4 Longview Hendrix: ESI ID # 698559046_965-129-901-0-0 / Meter # 698559046 |  |  |  | LH-SS-227 | 123927 |  | ✔ | SZ |  |  | None |  | DX | 1 | 3.0 Tons | 3 | No | [19 empty] | 8A3-KLT3 | LH - 227 | LH-SS-227 | ⬜ | Longview Hendrix | 1 | No | LH - 227
Area 4 Longview Hendrix: ESI ID # 698559046_965-129-901-0-0 / Meter # 698559046 |  |  |  | LH-SS-Lab 1 | 123928 |  | ✔ | SZ |  |  | None |  | DX | 1 | 5.0 Tons | 5 | No | Electric ¦ Resistance | 1 | 15.0 kW |  | 15 | [14 empty] | 8A3-KNH7 | LH - Welding Shop | LH-SS-Lab 1 | ⬜ | Longview Hendrix | 1 | No | LH - Welding Shop
Area 4 Longview Hendrix: ESI ID # 698559046_965-129-901-0-0 / Meter # 698559046 |  |  |  | LH-MSS-506b | 123926 |  | ✔ | SZ |  |  | None |  | DX | 1 | 1.5 Tons | 1.5 | No | Heat Pump | 1 | 1.6 kW |  |  | 1.65 | [17 empty] | Longview Hendrix | 1 | No | LH - MSS 506B
Area 4 Longview Hendrix: ESI ID # 698559046_965-129-901-0-0 / Meter # 698559046 |  |  |  | LH-UH-01 | 123929 |  | ✔ | SZ |  |  | None | [6 empty] | Gas Heat | 1 | 125000.0 BTUs Per Hour |  |  |  | 125000 | [12 empty] | 8A3-KC33 | LH - UH1 Lab 2 | LH-UH-01 | ⬜ | Longview Hendrix | 1 | No | LH - UH1 Lab 2
Area 4 Longview Hendrix: ESI ID # 698559046_965-129-901-0-0 / Meter # 698559046 |  |  |  | LH-UH-04 | 123931 |  | ✔ | SZ |  |  | None | [6 empty] | Gas Heat | 1 | 150000.0 BTUs Per Hour |  |  |  | 150000 | [12 empty] | 8A3-JR2H | LH - UH4 Lab 1B | LH-UH-04 | ⬜ | Longview Hendrix | 1 | No | LH - UH4 Lab 1B
Area 4 Longview Hendrix: ESI ID # 698559046_965-129-901-0-0 / Meter # 698559046 |  |  |  | LH-UH-02 | 123930 |  | ✔ | SZ |  |  | None | [6 empty] | Gas Heat | 1 | 75000.0 BTUs Per Hour |  |  |  | 75000 | [16 empty] | Longview Hendrix | 1 | No | LH - UH2 Shop
Area 4 Longview Hendrix: ESI ID # 698559046_965-129-901-0-0 / Meter # 698559046 |  |  |  | LH-UH-03 | 123932 |  | ✔ | SZ |  |  | None | [6 empty] | Gas Heat | 1 | 150000.0 BTUs Per Hour |  |  |  | 150000 | [12 empty] | 8A3-JR8B | LH - UH3 Lab 1A | LH-UH-03 | ⬜ | Longview Hendrix | 1 | No | LH - UH3 Lab 1A
Area 4 Longview Hendrix: ESI ID # 698559046_965-129-901-0-0 / Meter # 698559046 |  |  |  | LH-UH-05 | 123934 |  | ✔ | SZ |  |  | None | [6 empty] | Gas Heat | 1 | 150000.0 BTUs Per Hour |  |  |  | 150000 | [12 empty] | 8A3-KCKC | LH - UH5 Lab 1C | LH-UH-05 | ⬜ | Longview Hendrix | 1 | No | LH - UH5 Lab 1C
Area 4 Longview Hendrix: ESI ID # 698559046_965-129-901-0-0 / Meter # 698559046 |  |  |  | LH-UH-06 | 123935 |  | ✔ | SZ |  |  | None | [6 empty] | Gas Heat | 1 | 150000.0 BTUs Per Hour |  |  |  | 150000 | [12 empty] | 8A3-KN1L | LH - UH6 Lab 1D | LH-UH-06 | ⬜ | Longview Hendrix | 1 | No | LH - UH6 Lab 1D
Area 4 Longview Hendrix: ESI ID # 698559046_965-129-901-0-0 / Meter # 698559046 |  |  |  | LH-SS-01 | 123915 |  | ✔ | SZ |  |  | Economizer |  | DX | 1 | 30.0 Tons | 30 | No | Electric ¦ Resistance | 1 | 40.0 kW |  | 40 | [14 empty] | 4S3-PJTE | LH - Zones 1 | LH - Zones 1 | ⬜ | Longview Hendrix | 1 | No | LH - Zones, LH - 223, LH - 225, LH - Entry 101, LH - 207-211_500_502
Area 4 Longview Hendrix: ESI ID # 698559046_965-129-901-0-0 / Meter # 698559046 |  |  |  |  | 124591 |  | ✔ | MZ Zone | [16 empty] | LH-Zone-01-02 | 7.5 | 10 |  |  |  | No | [5 empty] | 8A3-KCHE | LH - 223 | LH-Zone-01-02 | ⬜ | Longview Hendrix | 1 | No | LH - 223
Area 4 Longview Hendrix: ESI ID # 698559046_965-129-901-0-0 / Meter # 698559046 |  |  |  |  | 124592 |  | ✔ | MZ Zone | [16 empty] | LH-Zone-01-01 | 7.5 | 10 |  |  |  | No | [5 empty] | 8A5-BW7C | LH - 225 | LH-Zone-01-01 | ⬜ | Longview Hendrix | 1 | No | LH - 225
Area 4 Longview Hendrix: ESI ID # 698559046_965-129-901-0-0 / Meter # 698559046 |  |  |  |  | 124594 |  | ✔ | MZ Zone | [16 empty] | LH-Zone-01-04 | 7.5 | 10 |  |  |  | No | [5 empty] | 8A3-KDN9 | LH - Entry 101 | LH-Zone-01-04 | ⬜ | Longview Hendrix | 1 | No | LH - Entry 101
Area 4 Longview Hendrix: ESI ID # 698559046_965-129-901-0-0 / Meter # 698559046 |  |  |  |  | 124593 |  | ✔ | MZ Zone | [16 empty] | LH-Zone-01-03 | 7.5 | 10 |  |  |  | No | [5 empty] | 8A3-K8EM | LH - 207-211_500_502 | LH-Zone-01-03 | ⬜ | Longview Hendrix | 1 | No | LH - 207-211_500_502
Area 4 Longview Hendrix: ESI ID # 698559046_965-129-901-0-0 / Meter # 698559046 |  |  |  | LH-SS-02 | 123916 |  | ✔ | MZU |  |  | Partial Economizer |  | DX | 1 | 30.0 Tons | 30 | Yes | Electric ¦ Resistance | 1 | 40.0 kW |  | 40 | [14 empty] | 4S3-RP1U | LH - Zones 2 | LH - Zones 2 | ⬜ | Longview Hendrix | 1 | No | LH - Zones, LH - Ofc 100_201, LH - 104_106 C-F, LH - 108_112_301, LH - 114_116
Area 4 Longview Hendrix: ESI ID # 698559046_965-129-901-0-0 / Meter # 698559046 |  |  |  |  | 124599 |  | ✔ | MZ Zone | [16 empty] | LH-Zone-02-01 | 7.5 | 10 |  |  |  | No | [5 empty] | 8A3-KNAB | LH - Ofc 100_201 | LH-Zone-02-01 | ⬜ | Longview Hendrix | 1 | No | LH - Ofc 100_201
Area 4 Longview Hendrix: ESI ID # 698559046_965-129-901-0-0 / Meter # 698559046 |  |  |  |  | 124600 |  | ✔ | MZ Zone | [16 empty] | LH-Zone-02-02 | 7.5 | 10 |  |  |  | No | [5 empty] | 8A3-KB1T | LH - 104_106 C-F | LH-Zone-02-02 | ⬜ | Longview Hendrix | 1 | No | LH - 104_106 C-F
Area 4 Longview Hendrix: ESI ID # 698559046_965-129-901-0-0 / Meter # 698559046 |  |  |  |  | 124601 |  | ✔ | MZ Zone | [16 empty] | LH-Zone-02-03 | 7.5 | 10 |  |  |  | No | [5 empty] | 8A3-KK1P | LH - 108_112_301 | LH-Zone-02-03 | ⬜ | Longview Hendrix | 1 | No | LH - 108_112_301
Area 4 Longview Hendrix: ESI ID # 698559046_965-129-901-0-0 / Meter # 698559046 |  |  |  |  | 124602 |  | ✔ | MZ Zone | [16 empty] | LH-Zone-02-04 | 7.5 | 10 |  |  |  | No | [5 empty] | 8A3-K8PC | LH - 114_116 | LH-Zone-02-04 | ⬜ | Longview Hendrix | 1 | No | LH - 114_116
Area 4 Longview Hendrix: ESI ID # 698559046_965-129-901-0-0 / Meter # 698559046 |  |  |  | LH-SS-03 | 123917 |  | ✔ | MZU |  |  | Economizer |  | DX | 1 | 20.0 Tons | 20 | Yes | Gas Heat | 1 | 19.0 BTUs Per Hour |  |  |  | 19 | [12 empty] | 4S3-PJH1 | LH - Zones 3 | LH - Zones 3 | ⬜ | Longview Hendrix | 1 | No | LH - Zones, LH - 402_111, LH - 302_109, LH - 310_312, LH - 406_408_308
Area 4 Longview Hendrix: ESI ID # 698559046_965-129-901-0-0 / Meter # 698559046 |  |  |  |  | 124603 |  | ✔ | MZ Zone | [16 empty] | LH-Zone-03-01 | 5 | 4.75 |  |  |  | No | [5 empty] | 8A3-KNF8 | LH - 402_111 | LH-Zone-03-01 | ⬜ | Longview Hendrix | 1 | No | LH - 402_111
Area 4 Longview Hendrix: ESI ID # 698559046_965-129-901-0-0 / Meter # 698559046 |  |  |  |  | 124604 |  | ✔ | MZ Zone | [16 empty] | LH-Zone-03-02 | 5 | 4.75 |  |  |  | No | [5 empty] | 8A3-KKCC | LH - 302_109 | LH-Zone-03-02 | ⬜ | Longview Hendrix | 1 | No | LH - 302_109
Area 4 Longview Hendrix: ESI ID # 698559046_965-129-901-0-0 / Meter # 698559046 |  |  |  |  | 124606 |  | ✔ | MZ Zone | [16 empty] | LH-Zone-03-04 | 5 | 4.75 |  |  |  | No | [5 empty] | 8A3-KS6B | LH - 310_312 | LH-Zone-03-04 | ⬜ | Longview Hendrix | 1 | No | LH - 310_312
Area 4 Longview Hendrix: ESI ID # 698559046_965-129-901-0-0 / Meter # 698559046 |  |  |  |  | 124605 |  | ✔ | MZ Zone | [16 empty] | LH-Zone-03-03 | 5 | 4.75 |  |  |  | No | [5 empty] | 8A3-K6FN | LH - 406_408_308 | LH-Zone-03-03 | ⬜ | Longview Hendrix | 1 | No | LH - 406_408_308
Area 4 Longview Hendrix: ESI ID # 698559046_965-129-901-0-0 / Meter # 698559046 |  |  |  | LH-SS-04 | 123918 |  | ✔ | MZU |  |  | Minimum |  | DX, DX | 2 | 15.0 Tons, 15.0 Tons | 30 | No | Electric ¦ Resistance | 1 | 25.0 kW |  | 25 | [14 empty] | 4S3-BPHA5 | LH - Zones 4 | LH - Zones 4 | ⬜ | Longview Hendrix | 1 | No | LH - Zones, LH - 228_A-F_505-507, LH - Lab 2_309_311, LH - 107_303, LH - 204_206
Area 4 Longview Hendrix: ESI ID # 698559046_965-129-901-0-0 / Meter # 698559046 |  |  |  |  | 124595 |  | ✔ | MZ Zone | [16 empty] | LH-Zone-04-01 | 7.5 | 6.25 |  |  |  | No | [5 empty] | 8A3-KTFU | LH - 228_A-F_505-507 | LH-Zone-04-01 | ⬜ | Longview Hendrix | 1 | No | LH - 228_A-F_505-507
Area 4 Longview Hendrix: ESI ID # 698559046_965-129-901-0-0 / Meter # 698559046 |  |  |  |  | 124596 |  | ✔ | MZ Zone | [16 empty] | LH-Zone-04-02 | 7.5 | 6.25 |  |  |  | No | [5 empty] | 8A3-KKDB | LH - Lab 2_309_311 | LH-Zone-04-02 | ⬜ | Longview Hendrix | 1 | No | LH - Lab 2_309_311
Area 4 Longview Hendrix: ESI ID # 698559046_965-129-901-0-0 / Meter # 698559046 |  |  |  |  | 124597 |  | ✔ | MZ Zone | [16 empty] | LH-Zone-04-03 | 7.5 | 6.25 |  |  |  | No | [5 empty] | 8A3-KN2K | LH - 107_303 | LH-Zone-04-03 | ⬜ | Longview Hendrix | 1 | No | LH - 107_303
Area 4 Longview Hendrix: ESI ID # 698559046_965-129-901-0-0 / Meter # 698559046 |  |  |  |  | 124598 |  | ✔ | MZ Zone | [16 empty] | LH-Zone-04-04 | 7.5 | 6.25 |  |  |  | No | [5 empty] | 8A5-BTHW | LH - 204_206 | LH-Zone-04-04 | ⬜ | Longview Hendrix | 1 | No | LH - 204_206
Area 5 Police Dept: ESI ID # 698559118_966-388-394-1-8 / Meter # 698559118
Area 5 Police Dept: ESI ID # 698559118_966-388-394-1-8 / Meter # 698559118 |  |  |  | P-RTU-01 | 123933 |  | ✔ | SZ |  |  | Minimum |  | DX | 1 | 5.0 Tons | 5 | No | Gas Heat | 1 | 100000.0 BTUs Per Hour |  |  |  | 100000 | [12 empty] | 8A5-B9C3 | PD - East | P-RTU-01 | ⬜ | Police Department | 1 | No | PD - East
Area 5 Police Dept: ESI ID # 698559118_966-388-394-1-8 / Meter # 698559118 |  |  |  | P-RTU-02 | 123936 |  | ✔ | SZ |  |  | Minimum |  | DX | 1 | 5.0 Tons | 5 | No | Gas Heat | 1 | 100000.0 BTUs Per Hour |  |  |  | 100000 | [12 empty] | 8A3-HA4T | PD - West | P-RTU-02 | ⬜ | Police Department | 1 | No | PD - West
Area 6 Phys Plant Receiving: ESI ID # 698559121_966-369-394-0-5 / Meter # UNMETERED; Area 6 Phys Plant Receiving: Gas Meter # 2001164569, Gas Acct # 3831700446999
Area 6 Phys Plant Receiving: ESI ID # 698559121_966-369-394-0-5 / Meter # UNMETERED; Area 6 Phys Plant Receiving: Gas Meter # 2001164569, Gas Acct # 3831700446999 |  |  |  | PSRM-RTU-01 | 123937 |  | ✔ | SZ |  |  | Minimum |  | DX | 1 | 20.0 Tons | 20 | No | Electric ¦ Resistance | 1 | 30.0 kW |  | 30 | [14 empty] | 8A5-BXWL | PSRM - Storage Area | PSRM-RTU-01 | ⬜ | Procurement Services/Receiving/Mail | 1 | No | PSRM - Storage Area
Area 6 Phys Plant Receiving: ESI ID # 698559121_966-369-394-0-5 / Meter # UNMETERED; Area 6 Phys Plant Receiving: Gas Meter # 2001164569, Gas Acct # 3831700446999 |  |  |  | PPC-SS-A | 123938 |  | ✔ | SZ |  |  | None |  | DX | 1 | 5.0 Tons | 5 | No | Gas Heat | 1 | 300000.0 BTUs Per Hour |  |  |  | 300000 | [12 empty] | 8A3-HFKB | PPC - Offices_BreakRm | PPC-SS-A | ⬜ | Physcial Plant Center | 1 | No | PPC - Offices_BreakRm
Area 6 Phys Plant Receiving: ESI ID # 698559121_966-369-394-0-5 / Meter # UNMETERED; Area 6 Phys Plant Receiving: Gas Meter # 2001164569, Gas Acct # 3831700446999 |  |  |  | PPC-SS-B | 123939 |  | ✔ | SZ |  |  | None |  | DX | 1 | 6.0 Tons | 6 | No | Gas Heat | 1 | 100000.0 BTUs Per Hour |  |  |  | 100000 | [12 empty] | 8A5-B9DR | PPC - Storage_Woodshop | PPC-SS-B | ⬜ | Physcial Plant Center | 1 | No | PPC - Storage_Woodshop
Area 6 Phys Plant Receiving: ESI ID # 698559121_966-369-394-0-5 / Meter # UNMETERED; Area 6 Phys Plant Receiving: Gas Meter # 2001164569, Gas Acct # 3831700446999 |  |  |  | PPC-PU-01 | 123940 |  | ✔ | SZ |  |  | None |  | DX | 1 | 3.0 Tons | 3 | No | Heat Pump, Electric ¦ Resistance, Electric ¦ Resistance | 3 | 3.3 kW, 3.5 kW, 3.5 kW | No | 7 | 3.3 | [13 empty] | 7S5-BM6X | PPC - Office 1 | PPC-PU-01 | ⬜ | Physcial Plant Center | 1 | No | PPC - Office 1
Area 7 Shakespeare: ESI ID # 698559119_963-720-494-1-9 / Meter # 698559119
Area 7 Shakespeare: ESI ID # 698559119_963-720-494-1-9 / Meter # 698559119 |  |  |  | SFC-RTU-02 | 123942 |  | ✔ | SZ |  |  | Minimum |  | DX | 1 | 4.0 Tons | 4 | No | Gas Heat | 1 | 125000.0 BTUs Per Hour |  |  |  | 125000 | [12 empty] | 8A3-G557 | SFC - 210 South | SFC-RTU-02 | ⬜ | Shakespeare Festival Center | 2 | No | SFC - 210 South
Area 7 Shakespeare: ESI ID # 698559119_963-720-494-1-9 / Meter # 698559119 |  |  |  | SFC-RTU-01 | 123941 |  | ✔ | SZ |  |  | Minimum |  | DX | 1 | 7.5 Tons | 7.5 | No | Gas Heat | 1 | 125000.0 BTUs Per Hour |  |  |  | 125000 | [12 empty] | 8A3-F9DQ | SFC - 210 North_201 | SFC-RTU-01 | ⬜ | Shakespeare Festival Center | 2 | No | SFC - 210 North_201
Area 7 Shakespeare: ESI ID # 698559119_963-720-494-1-9 / Meter # 698559119 |  |  |  | SFC-RTU-03 | 123943 |  | ✔ | SZ |  |  | Minimum |  | DX | 1 | 4.0 Tons | 4 | No | Gas Heat | 1 | 90000.0 BTUs Per Hour |  |  |  | 90000 | [12 empty] | 8A3-FBFM | SFC - 206 | SFC-RTU-03 | ⬜ | Shakespeare Festival Center | 2 | No | SFC - 206
Area 7 Shakespeare: ESI ID # 698559119_963-720-494-1-9 / Meter # 698559119 |  |  |  | SFC-RTU-04 | 123944 |  | ✔ | SZ |  |  | Minimum |  | DX | 1 | 4.0 Tons | 4 | No | Gas Heat | 1 | 65000.0 BTUs Per Hour |  |  |  | 65000 | [12 empty] | 8A3-GAKH | SFC - 230_225 | SFC-RTU-04 | ⬜ | Shakespeare Festival Center | 2 | No | SFC - 230_225
Area 7 Shakespeare: ESI ID # 698559119_963-720-494-1-9 / Meter # 698559119 |  |  |  | SFC-RTU-05 | 123945 |  | ✔ | VAVAHU |  |  | Minimum |  | DX | 1 | 4.0 Tons | 4 | No | Gas Heat | 1 | 65000.0 BTUs Per Hour |  |  |  | 65000 | [12 empty] | 8A3-GFP9 | SFC - 227 | SFC-RTU-05 | ⬜ | Shakespeare Festival Center | 2 | No | SFC - 227
Area 7 Shakespeare: ESI ID # 698559119_963-720-494-1-9 / Meter # 698559119 |  |  |  | SFC-RTU-06 | 123946 |  | ✔ | SZ |  |  | Minimum |  | DX | 1 | 4.0 Tons | 4 | No | Gas Heat | 1 | 105000.0 BTUs Per Hour |  |  |  | 105000 | [12 empty] | 8A3-F6SF | SFC - Break Room_RR's | SFC-RTU-06 | ⬜ | Shakespeare Festival Center | 2 | No | SFC - Break Room_RR's
Area 7 Shakespeare: ESI ID # 698559119_963-720-494-1-9 / Meter # 698559119 |  |  |  | SFC-SS-02 | 123947 |  | ✔ | SZ |  |  | Minimum |  | DX | 1 | 7.5 Tons | 7.5 | No | Gas Heat | 1 | 125000.0 BTUs Per Hour |  |  |  | 125000 | [12 empty] | 8A3-F6JP | SFC - South Lobby | SFC-SS-02 | ⬜ | Shakespeare Festival Center | 1 | No | SFC - South Lobby
Area 7 Shakespeare: ESI ID # 698559119_963-720-494-1-9 / Meter # 698559119 |  |  |  | SFC-SS-05 | 123950 |  | ✔ | SZ |  |  | Minimum |  | DX | 1 | 5.0 Tons | 5 | No | Gas Heat | 1 | 100000.0 BTUs Per Hour |  |  |  | 100000 | [12 empty] | 8A3-F8WZ | SFC - B18_B19_B20_B21 | SFC-SS-05 | ⬜ | Shakespeare Festival Center | 1 | No | SFC - B18_B19_B20_B21
Area 7 Shakespeare: ESI ID # 698559119_963-720-494-1-9 / Meter # 698559119 |  |  |  | SFC-SS-03 | 123948 |  | ✔ | SZ |  |  | Minimum |  | DX | 1 | 2.0 Tons | 2 | No | Gas Heat | 1 | 50000.0 BTUs Per Hour |  |  |  | 50000 | [12 empty] | 8A3-F8MJ | SFC - B12 | SFC-SS-03 | ⬜ | Shakespeare Festival Center | 1 | No | SFC - B12
Area 7 Shakespeare: ESI ID # 698559119_963-720-494-1-9 / Meter # 698559119 |  |  |  | SFC-SS-04 | 123949 |  | ✔ | SZ |  |  | Minimum |  | DX | 1 | 3.0 Tons | 3 | No | Gas Heat | 1 | 65000.0 BTUs Per Hour |  |  |  | 65000 | [12 empty] | 8A3-E4SJ | SFC - B13 | SFC-SS-04 | ⬜ | Shakespeare Festival Center | 1 | No | SFC - B13
Area 7 Shakespeare: ESI ID # 698559119_963-720-494-1-9 / Meter # 698559119 |  |  |  | SFC-SS-06 | 123951 |  | ✔ | SZ |  |  | Minimum |  | DX | 1 | 2.0 Tons | 2 | No | Gas Heat | 1 | 50000.0 BTUs Per Hour |  |  |  | 50000 | [12 empty] | 8A3-FB9R | SFC - B22-B26 | SFC-SS-06 | ⬜ | Shakespeare Festival Center | 1 | No | SFC - B22-B26
Area 8 Batting Cage: ESI ID # 699566425_963-810-335-2-9 / Meter # 699566425
Area 8 Batting Cage: ESI ID # 699566425_963-810-335-2-9 / Meter # 699566425 |  |  |  | BC-SDU-01 | 123952 |  |  | SZ | [7 empty] | 7.5 | [24 empty] | Batting Cages | 1 |  | BC - Batting West
Area 8 Batting Cage: ESI ID # 699566425_963-810-335-2-9 / Meter # 699566425 |  |  |  | BC-SDU-02 | 123953 |  |  | SZ | [7 empty] | 7.5 | [24 empty] | Batting Cages | 1 |  | BC - Batting East
Area 9 Ranger Print: ESI ID # 610872354_967-894-073-2-5 / Meter # 610872354
Area 9 Ranger Print: ESI ID # 610872354_967-894-073-2-5 / Meter # 610872354 |  |  |  | RP-RTU-01 | 123954 |  | ✔ | SZ |  |  | Minimum |  | DX | 1 | 7.5 Tons | 7.5 | No | Gas Heat | 1 | 224000.0 BTUs Per Hour |  |  |  | 224000 | [12 empty] | 8A3-HAV8 | RP - Iventory North | RP-RTU-01 | ⬜ | Ranger Print | 1 | No | RP - Iventory North
Area 9 Ranger Print: ESI ID # 610872354_967-894-073-2-5 / Meter # 610872354 |  |  |  | RP-RTU-02 | 123955 |  | ✔ | SZ |  |  | None |  | DX | 1 | 7.5 Tons | 7.5 | No | Gas Heat | 1 | 100000.0 BTUs Per Hour |  |  |  | 100000 | [16 empty] | Ranger Print | 1 | No | RP - 907 Office
Area 9 Ranger Print: ESI ID # 610872354_967-894-073-2-5 / Meter # 610872354 |  |  |  | RP-RTU-03 | 123956 |  | ✔ | SZ |  |  | Minimum |  | DX | 1 | 7.5 Tons | 7.5 | Yes | Gas Heat | 1 | 224000.0 BTUs Per Hour |  |  |  | 224000 | [12 empty] | 8A3-HAND | RP - Invenory Center | RP-RTU-03 | ⬜ | Ranger Print | 1 | No | RP - Invenory Center
Area 9 Ranger Print: ESI ID # 610872354_967-894-073-2-5 / Meter # 610872354 |  |  |  | RP-RTU-04 | 123957 |  | ✔ | SZ |  |  | Minimum |  | DX | 1 | 7.5 Tons | 7.5 | No | Gas Heat | 1 | 224000.0 BTUs Per Hour |  |  |  | 224000 | [12 empty] | 8A3-H8EP | RP - Inventory South | RP-RTU-04 | ⬜ | Ranger Print | 1 | No | RP - Inventory South
Area 9 Ranger Print: ESI ID # 610872354_967-894-073-2-5 / Meter # 610872354 |  |  |  | RP-SS-01 | 123958 |  | ✔ | SZ |  |  | Minimum |  | DX | 1 | 5.0 Tons | 5 | No | [19 empty] | 8A3-H8PE | RP - Print Shop NW | RP-SS-01 | ⬜ | Ranger Print | 1 | No | RP - Print Shop NW
Area 9 Ranger Print: ESI ID # 610872354_967-894-073-2-5 / Meter # 610872354 |  |  |  | RP-SS-02 | 123959 |  | ✔ | SZ |  |  | None |  | DX | 1 | 5.0 Tons | 5 | No | [19 empty] | 8A3-H7KK | RP - Print Shop Center | RP-SS-02 | ⬜ | Ranger Print | 1 | No | RP - Print Shop Center
Area 9 Ranger Print: ESI ID # 610872354_967-894-073-2-5 / Meter # 610872354 |  |  |  | RP-SS-05 | 123962 |  | ✔ | SZ |  |  | Minimum |  | DX | 1 | 5.0 Tons | 5 | No | [23 empty] | Ranger Print | 1 | No | RP - Print Shop SW
Area 9 Ranger Print: ESI ID # 610872354_967-894-073-2-5 / Meter # 610872354 |  |  |  | RP-SS-03 | 123960 |  | ✔ | SZ |  |  | None |  | DX | 1 | 5.0 Tons | 5 | No | [19 empty] | 8A3-HA35 | RP - Print Shop NE | RP-SS-03 | ⬜ | Ranger Print | 1 | No | RP - Print Shop NE
Area 9 Ranger Print: ESI ID # 610872354_967-894-073-2-5 / Meter # 610872354 |  |  |  | RP-SS-04 | 123961 |  | ✔ | SZ |  |  | None |  | DX | 1 | 5.0 Tons | 5 | No | Electric ¦ Resistance | 1 | 7.5 kW |  | 7.5 | [14 empty] | 8A5-BATC | RP - Print Shop SE | RP-SS-04 | ⬜ | Ranger Print | 1 | No | RP - Print Shop SE
Area 9 Ranger Print: ESI ID # 610872354_967-894-073-2-5 / Meter # 610872354 |  |  |  | RP-UH-01 | 123963 |  | ✔ | SZ |  |  | None | [6 empty] | Electric ¦ Resistance | 1 | 5.0 kW |  | 5 | [18 empty] | Ranger Print | 1 | No | RP - UH1 907
Area 10 Rangerette: ESI ID # 698558674_964-957-840-0-9 / Meter # 698558674; Area 10 Rangerette, Old Main, McLaurin: Gas Meter # 2001115767, Gas Acct # 1552734
Area 10 Rangerette: ESI ID # 698558674_964-957-840-0-9 / Meter # 698558674; Area 10 Rangerette, Old Main, McLaurin: Gas Meter # 2001115767, Gas Acct # 1552734 |  |  |  | RG-SS-01 | 123964 |  | ✔ | SZ |  |  | Minimum |  | DX | 1 | 4.0 Tons | 4 | Yes | Gas Heat | 1 | 72000.0 BTUs Per Hour |  |  |  | 72000 | [12 empty] | 8A5-B9SE | RG - Locker Room 1 | RG-SS-01 | ⬜ | Deana Bolton-Covin Rangerette Gym | 1 | No | RG - Locker Room 1
Area 10 Rangerette: ESI ID # 698558674_964-957-840-0-9 / Meter # 698558674; Area 10 Rangerette, Old Main, McLaurin: Gas Meter # 2001115767, Gas Acct # 1552734 |  |  |  | RG-SS-02 | 123965 |  | ✔ | SZ |  |  | Minimum |  | DX | 1 | 4.0 Tons | 4 | No | Gas Heat | 1 | 72000.0 BTUs Per Hour |  |  |  | 72000 | [12 empty] | 8A3-GJW4 | RG - Locker Room 2 | RG-SS-02 | ⬜ | Deana Bolton-Covin Rangerette Gym | 1 | No | RG - Locker Room 2
Area 10 Rangerette: ESI ID # 698558674_964-957-840-0-9 / Meter # 698558674; Area 10 Rangerette, Old Main, McLaurin: Gas Meter # 2001115767, Gas Acct # 1552734 |  |  |  | RG-SS-03 | 123966 |  | ✔ | SZ |  |  | Minimum |  | DX | 1 | 4.0 Tons | 4 | No | Gas Heat | 1 | 72000.0 BTUs Per Hour |  |  |  | 72000 | [12 empty] | 8A3-GJQ7 | RG - Office | RG-SS-03 | ⬜ | Deana Bolton-Covin Rangerette Gym | 2 | No | RG - Office
Area 10 Rangerette: ESI ID # 698558674_964-957-840-0-9 / Meter # 698558674; Area 10 Rangerette, Old Main, McLaurin: Gas Meter # 2001115767, Gas Acct # 1552734 |  |  |  | RG-SS-04 | 123967 |  | ✔ | SZ |  |  | Minimum |  | DX | 1 | 4.0 Tons | 4 | No | Gas Heat | 1 | 72000.0 BTUs Per Hour |  |  |  | 72000 | [12 empty] | 8A3-GKT5 | RG - 2nd Floor | RG-SS-04 | ⬜ | Deana Bolton-Covin Rangerette Gym | 2 | No | RG - 2nd Floor
Area 10 Rangerette: ESI ID # 698558674_964-957-840-0-9 / Meter # 698558674; Area 10 Rangerette, Old Main, McLaurin: Gas Meter # 2001115767, Gas Acct # 1552734 |  |  |  | RG-AHU-01 | 123968 |  | ✔ | SZ | 5 |  | None |  | Chilled Water | 1 | 21.3 Tons | 21.25 | [20 empty] | 8A5-BB65 | RG - Gym South | RG-AHU-01 | ⬜ | Deana Bolton-Covin Rangerette Gym | 1 | No | RG - Gym South
Area 10 Rangerette: ESI ID # 698558674_964-957-840-0-9 / Meter # 698558674; Area 10 Rangerette, Old Main, McLaurin: Gas Meter # 2001115767, Gas Acct # 1552734 |  |  |  | RG-AHU-02 | 123969 |  | ✔ | SZ | 5 |  | None |  | Chilled Water | 1 | 21.3 Tons | 21.25 | [20 empty] | 8A3-GD4S | RG - Gym North | RG-AHU-02 | ⬜ | Deana Bolton-Covin Rangerette Gym | 1 | No | RG - Gym North
Area 10 Rangerette: ESI ID # 698558674_964-957-840-0-9 / Meter # 698558674; Area 10 Rangerette, Old Main, McLaurin: Gas Meter # 2001115767, Gas Acct # 1552734 |  |  |  | SHMA-SS-01 | 124009 |  | ✔ | SZ |  |  | Minimum |  | DX | 1 | 2.0 Tons | 2 | No | Heat Pump, Electric ¦ Resistance | 2 | 2.2 kW, 10.0 kW | No | 10 | 2.2 | [13 empty] | 8A5-BCB2 | SHMA - 101 | SHMA-SS-01 | ⬜ | Stewart H. McLaurin Administration Building | 1 | No | SHMA - 101
Area 10 Rangerette: ESI ID # 698558674_964-957-840-0-9 / Meter # 698558674; Area 10 Rangerette, Old Main, McLaurin: Gas Meter # 2001115767, Gas Acct # 1552734 |  |  |  | SHMA-AHU-02 | 124007 | 2-pipe | ✔ | VAVAHU | 15 | 10000 | Minimum |  | Chilled Water | 1 | 29.4 Tons | 29.4167 |  | Hot Water | 1 | 160000.0 BTUs Per Hour |  |  |  | 160000 | [12 empty] | 4S3-DQLQ | SHMA - AHU 2 | SHMA Zones Fl 2 |  | Stewart H. McLaurin Administration Building | 2 | No | SHMA - VAVs for 2nd Floor, SHMA - 201, SHMA - 200_Hall, SHMA - 205, SHMA - 204, SHMA - Open Area, SHMA - East Stairs, SHMA - 207, SHMA - 208, SHMA - 209, SHMA - 210, SHMA - 202 RRs
Area 10 Rangerette: ESI ID # 698558674_964-957-840-0-9 / Meter # 698558674; Area 10 Rangerette, Old Main, McLaurin: Gas Meter # 2001115767, Gas Acct # 1552734 |  |  |  | SHMA-VAV-201 | 124630 |  | ✔ | SZ |  |  | None |  | Inherited | 1 | 1.1 Tons | 1.0789 |  | Hot Water | 1 | 11000.0 BTUs Per Hour |  |  |  | 11000 | [12 empty] | 8A5-B985 | SHMA - 201 | SHMA-VAV-201 | ⬜ | Stewart H. McLaurin Administration Building | 2 | No | SHMA - 201
Area 10 Rangerette: ESI ID # 698558674_964-957-840-0-9 / Meter # 698558674; Area 10 Rangerette, Old Main, McLaurin: Gas Meter # 2001115767, Gas Acct # 1552734 |  |  |  | SHMA-VAV-200 | 124629 |  | ✔ | SZ |  |  | None |  | Inherited | 1 | 2.4 Tons | 2.4275 |  | Hot Water | 1 | 21700.0 BTUs Per Hour |  |  |  | 21700 | [12 empty] | 8A3-GAW8 | SHMA - 200_Hall | SHMA-VAV-200 | ⬜ | Stewart H. McLaurin Administration Building | 2 | No | SHMA - 200_Hall
Area 10 Rangerette: ESI ID # 698558674_964-957-840-0-9 / Meter # 698558674; Area 10 Rangerette, Old Main, McLaurin: Gas Meter # 2001115767, Gas Acct # 1552734 |  |  |  |  | 124631 |  | ✔ | VAV Box | [16 empty] | SHMA-VAV-202 | 1.7532 |  | 16300 |  |  | Yes | [5 empty] | 8A3-H9KH | SHMA - 205 | SHMA-VAV-202 | ⬜ | Stewart H. McLaurin Administration Building | 2 | No | SHMA - 205
Area 10 Rangerette: ESI ID # 698558674_964-957-840-0-9 / Meter # 698558674; Area 10 Rangerette, Old Main, McLaurin: Gas Meter # 2001115767, Gas Acct # 1552734 |  |  |  | SHMA-VAV-203 | 124632 |  | ✔ | SZ |  |  | None |  | Inherited | 1 | 2.2 Tons | 2.2387 |  | Hot Water | 1 | 21700.0 BTUs Per Hour |  |  |  | 21700 | [12 empty] | 8A3-HECK | SHMA - 204 | SHMA-VAV-203 | ⬜ | Stewart H. McLaurin Administration Building | 2 | No | SHMA - 204
Area 10 Rangerette: ESI ID # 698558674_964-957-840-0-9 / Meter # 698558674; Area 10 Rangerette, Old Main, McLaurin: Gas Meter # 2001115767, Gas Acct # 1552734 |  |  |  | SHMA-VAV-205A | 124633 |  | ✔ | VAVAHU |  |  | None |  | Inherited | 1 | 8.5 Tons | 8.4963 |  | Hot Water | 1 | 46238.5 BTUs Per Hour |  |  |  | 46238.53 | [12 empty] | 8A5-BAF1 | SHMA - Open Area | SHMA-VAV-205A | ⬜ | Stewart H. McLaurin Administration Building | 2 | No | SHMA - Open Area
Area 10 Rangerette: ESI ID # 698558674_964-957-840-0-9 / Meter # 698558674; Area 10 Rangerette, Old Main, McLaurin: Gas Meter # 2001115767, Gas Acct # 1552734 |  |  |  | SHMA-VAV-205B | 124634 |  | ✔ | SZ |  |  | None |  | Inherited | 1 | 4.3 Tons | 4.3156 |  | Hot Water | 1 | 54300.0 BTUs Per Hour |  |  |  | 54300 | [12 empty] | 8A3-H8AR | SHMA - East Stairs | SHMA-VAV-205B | ⬜ | Stewart H. McLaurin Administration Building | 2 | No | SHMA - East Stairs
Area 10 Rangerette: ESI ID # 698558674_964-957-840-0-9 / Meter # 698558674; Area 10 Rangerette, Old Main, McLaurin: Gas Meter # 2001115767, Gas Acct # 1552734 |  |  |  | SHMA-VAV-207 | 124635 |  | ✔ | SZ |  |  | None |  | Inherited | 1 | 2.1 Tons | 2.0769 |  | Inherited | 1 | 21700.0 kW |  | 21700 | [14 empty] | 8A5-BE73 | SHMA - 207 | SHMA-VAV-207 | ⬜ | Stewart H. McLaurin Administration Building | 2 | No | SHMA - 207
Area 10 Rangerette: ESI ID # 698558674_964-957-840-0-9 / Meter # 698558674; Area 10 Rangerette, Old Main, McLaurin: Gas Meter # 2001115767, Gas Acct # 1552734 |  |  |  | SHMA-VAV-208 | 124636 |  | ✔ | VAVAHU |  |  | None |  | Inherited | 1 | 1.8 Tons | 1.7532 |  | Hot Water | 1 | 16300.0 BTUs Per Hour |  |  |  | 16300 | [12 empty] | 8A3-H7LJ | SHMA - 208 | SHMA-VAV-208 | ⬜ | Stewart H. McLaurin Administration Building | 2 | No | SHMA - 208
Area 10 Rangerette: ESI ID # 698558674_964-957-840-0-9 / Meter # 698558674; Area 10 Rangerette, Old Main, McLaurin: Gas Meter # 2001115767, Gas Acct # 1552734 |  |  |  |  | 124637 |  | ✔ | VAV Box | [16 empty] | SHMA-VAV-209 | 1.0789 |  | 11000 |  |  | Yes | [5 empty] | 8A3-HADN | SHMA - 209 | SHMA-VAV-209 | ⬜ | Stewart H. McLaurin Administration Building | 2 | No | SHMA - 209
Area 10 Rangerette: ESI ID # 698558674_964-957-840-0-9 / Meter # 698558674; Area 10 Rangerette, Old Main, McLaurin: Gas Meter # 2001115767, Gas Acct # 1552734 |  |  |  |  | 124638 |  | ✔ | VAV Box | [16 empty] | SHMA-VAV-210 | 1.8881 |  | 21700 |  |  | Yes | [5 empty] | 8A3-HEMA | SHMA - 210 | SHMA-VAV-210 | ⬜ | Stewart H. McLaurin Administration Building | 2 | No | SHMA - 210
Area 10 Rangerette: ESI ID # 698558674_964-957-840-0-9 / Meter # 698558674; Area 10 Rangerette, Old Main, McLaurin: Gas Meter # 2001115767, Gas Acct # 1552734 |  |  |  |  | 124639 |  | ✔ | VAV Box | [16 empty] | SHMA-VAV-216 | 2.2927 |  | 38000 |  |  | Yes | [5 empty] | 8A3-H8QD | SHMA - 202 RRs | SHMA-VAV-216 | ⬜ | Stewart H. McLaurin Administration Building | 2 | No | SHMA - 202 RRs
Area 10 Rangerette: ESI ID # 698558674_964-957-840-0-9 / Meter # 698558674; Area 10 Rangerette, Old Main, McLaurin: Gas Meter # 2001115767, Gas Acct # 1552734 |  |  |  | SHMA-AHU-01 | 124008 |  |  | VAVAHU | [7 empty] | 23.8333 | [20 empty] | 4S3-DP9W(Cool) 4S3-MEEU(Heat) | SHMA AHU-1 Cool, SHMA AHU 2 Heat |  |  | Stewart H. McLaurin Administration Building | 1 |  | SHMA - VAVs for 1st Floor, SHMA - 102, SHMA - 106, SHMA - 108, SHMA - 105 West, SHMA - 100, SHMA - 105 East, SHMA - 107 Board Room, SHMA - Main Hallway, SHMA - 110_111, SHMA - 101, SHMA - 113, SHMA - 112_114_115
Area 10 Rangerette: ESI ID # 698558674_964-957-840-0-9 / Meter # 698558674; Area 10 Rangerette, Old Main, McLaurin: Gas Meter # 2001115767, Gas Acct # 1552734 |  |  |  |  | 124607 |  | ✔ | DD VAV Box | [16 empty] | SHMA-VAV-102 | 1.9833 |  | 21700 |  |  | Yes | [5 empty] | 8A3-H7VZ | SHMA - 102 | SHMA-VAV-102 | ⬜ | Stewart H. McLaurin Administration Building | 1 | No | SHMA - 102
Area 10 Rangerette: ESI ID # 698558674_964-957-840-0-9 / Meter # 698558674; Area 10 Rangerette, Old Main, McLaurin: Gas Meter # 2001115767, Gas Acct # 1552734 |  |  |  |  | 124609 |  | ✔ | DD VAV Box | [16 empty] | SHMA-VAV-103 | 1.9833 |  | 21700 |  |  | Yes | [5 empty] | 8A3-HD3S | SHMA - 106 | SHMA-VAV-103 | ⬜ | Stewart H. McLaurin Administration Building | 1 | No | SHMA - 106
Area 10 Rangerette: ESI ID # 698558674_964-957-840-0-9 / Meter # 698558674; Area 10 Rangerette, Old Main, McLaurin: Gas Meter # 2001115767, Gas Acct # 1552734 |  |  |  |  | 124608 |  | ✔ | DD VAV Box | [16 empty] | SHMA-VAV-104 | 1.9833 |  | 21700 |  |  | Yes | [5 empty] | 8A5-B767 | SHMA - 108 | SHMA-VAV-104 | ⬜ | Stewart H. McLaurin Administration Building | 1 | No | SHMA - 108
Area 10 Rangerette: ESI ID # 698558674_964-957-840-0-9 / Meter # 698558674; Area 10 Rangerette, Old Main, McLaurin: Gas Meter # 2001115767, Gas Acct # 1552734 |  |  |  |  | 124610 |  | ✔ | DD VAV Box | [16 empty] | SHMA-VAV-105A | 1.9833 |  | 21700 |  |  | Yes | [5 empty] | 8A3-GBSZ | SHMA - 105 West | SHMA-VAV-105A | ⬜ | Stewart H. McLaurin Administration Building | 1 | No | SHMA - 105 West
Area 10 Rangerette: ESI ID # 698558674_964-957-840-0-9 / Meter # 698558674; Area 10 Rangerette, Old Main, McLaurin: Gas Meter # 2001115767, Gas Acct # 1552734 |  |  |  |  | 124612 |  | ✔ | DD VAV Box | [16 empty] | SHMA-VAV-106 | 1.9833 |  | 21700 |  |  | Yes | [5 empty] | 8A5-B53Z | SHMA - 100 | SHMA-VAV-106 | ⬜ | Stewart H. McLaurin Administration Building | 1 | No | SHMA - 100
Area 10 Rangerette: ESI ID # 698558674_964-957-840-0-9 / Meter # 698558674; Area 10 Rangerette, Old Main, McLaurin: Gas Meter # 2001115767, Gas Acct # 1552734 |  |  |  |  | 124611 |  | ✔ | DD VAV Box | [16 empty] | SHMA-VAV-105B | 1.9833 |  | 21700 |  |  | Yes | [5 empty] | 8A3-H637 | SHMA - 105 East | SHMA-VAV-105B | ⬜ | Stewart H. McLaurin Administration Building | 1 | No | SHMA - 105 East
Area 10 Rangerette: ESI ID # 698558674_964-957-840-0-9 / Meter # 698558674; Area 10 Rangerette, Old Main, McLaurin: Gas Meter # 2001115767, Gas Acct # 1552734 |  |  |  |  | 124613 |  | ✔ | DD VAV Box | [16 empty] | SHMA-VAV-107 | 1.9833 |  | 21700 |  |  | Yes | [5 empty] | 8A3-HC8Q | SHMA - 107 Board Room | SHMA-VAV-107 | ⬜ | Stewart H. McLaurin Administration Building | 1 | No | SHMA - 107 Board Room
Area 10 Rangerette: ESI ID # 698558674_964-957-840-0-9 / Meter # 698558674; Area 10 Rangerette, Old Main, McLaurin: Gas Meter # 2001115767, Gas Acct # 1552734 |  |  |  |  | 124614 |  | ✔ | DD VAV Box | [16 empty] | SHMA-VAV-109 | 1.9833 |  | 21700 |  |  | Yes | [5 empty] | 8A5-BX7B | SHMA - Main Hallway | SHMA-VAV-109 | ⬜ | Stewart H. McLaurin Administration Building | 1 | No | SHMA - Main Hallway
Area 10 Rangerette: ESI ID # 698558674_964-957-840-0-9 / Meter # 698558674; Area 10 Rangerette, Old Main, McLaurin: Gas Meter # 2001115767, Gas Acct # 1552734 |  |  |  |  | 124616 |  | ✔ | DD VAV Box | [16 empty] | SHMA-VAV-110 | 1.98 |  | 21700 |  |  | Yes | [5 empty] | 8A3-H7C2 | SHMA - 110_111 | SHMA-VAV-110 | ⬜ | Stewart H. McLaurin Administration Building | 1 | No | SHMA - 110_111
Area 10 Rangerette: ESI ID # 698558674_964-957-840-0-9 / Meter # 698558674; Area 10 Rangerette, Old Main, McLaurin: Gas Meter # 2001115767, Gas Acct # 1552734 |  |  |  |  | 124615 |  | ✔ | DD VAV Box | [16 empty] | SHMA-VAV-108 | 1.9833 |  | 21700 |  |  | Yes | [5 empty] | 8A3-GAXW | SHMA - 101 | SHMA-VAV-108 | ⬜ | Stewart H. McLaurin Administration Building | 1 | No | SHMA - 101
Area 10 Rangerette: ESI ID # 698558674_964-957-840-0-9 / Meter # 698558674; Area 10 Rangerette, Old Main, McLaurin: Gas Meter # 2001115767, Gas Acct # 1552734 |  |  |  |  | 124617 |  | ✔ | DD VAV Box | [16 empty] | SHMA-VAV-111 | 1.9833 |  | 21700 |  |  | Yes | [5 empty] | 8A5-B8RG | SHMA - 113 | SHMA-VAV-111 | ⬜ | Stewart H. McLaurin Administration Building | 1 | No | SHMA - 113
Area 10 Rangerette: ESI ID # 698558674_964-957-840-0-9 / Meter # 698558674; Area 10 Rangerette, Old Main, McLaurin: Gas Meter # 2001115767, Gas Acct # 1552734 |  |  |  |  | 124619 |  | ✔ | DD VAV Box | [16 empty] | SHMA-VAV-112 | 1.9833 |  | 21700 |  |  | Yes | [5 empty] | 8A3-HCX6 | SHMA - 112_114_115 | SHMA-VAV-112 | ⬜ | Stewart H. McLaurin Administration Building | 1 | No | SHMA - 112_114_115
Area 10 Rangerette: ESI ID # 698558674_964-957-840-0-9 / Meter # 698558674; Area 10 Rangerette, Old Main, McLaurin: Gas Meter # 2001115767, Gas Acct # 1552734 |  |  |  | OM-FCU-ENTRY | 123970 | 4-pipe | ✔ | SZ |  | 1000 | Minimum |  | Chilled Water | 1 | 1.8 Tons | 1.8333 |  | Hot Water | 1 | 40500.0 BTUs Per Hour |  |  |  | 40500 | [12 empty] | 8A3-HGBJ | OM - Main Entry_RRs | OM-FCU-ENTRY | ⬜ | Old Main Building | 1 | No | OM - Main Entry_RRs
Area 10 Rangerette: ESI ID # 698558674_964-957-840-0-9 / Meter # 698558674; Area 10 Rangerette, Old Main, McLaurin: Gas Meter # 2001115767, Gas Acct # 1552734 |  |  |  | OM-FCU-101 | 123971 | 4-pipe | ✔ | SZ |  | 1000 | Minimum |  | Chilled Water | 1 | 1.8 Tons | 1.8333 |  | Hot Water | 1 | 40500.0 BTUs Per Hour |  |  |  | 40500 | [12 empty] | 8A3-GDLD | OM - 101 | OM-FCU-101 | ⬜ | Old Main Building | 1 | No | OM - 101
Area 10 Rangerette: ESI ID # 698558674_964-957-840-0-9 / Meter # 698558674; Area 10 Rangerette, Old Main, McLaurin: Gas Meter # 2001115767, Gas Acct # 1552734 |  |  |  | OM-FCU-103 | 123972 | 4-pipe | ✔ | SZ |  | 800 | Minimum |  | Chilled Water | 1 | 1.4 Tons | 1.3833 |  | Hot Water | 1 | 30400.0 BTUs Per Hour |  |  |  | 30400 | [12 empty] | 8A3-GMNV | OM - 102_103 | OM-FCU-103 | ⬜ | Old Main Building | 1 | No | OM - 102_103
Area 10 Rangerette: ESI ID # 698558674_964-957-840-0-9 / Meter # 698558674; Area 10 Rangerette, Old Main, McLaurin: Gas Meter # 2001115767, Gas Acct # 1552734 |  |  |  | OM-FCU-105 | 123973 | 4-pipe | ✔ | SZ |  | 600 | Minimum |  | Chilled Water | 1 | 1.2 Tons | 1.1583 |  | Hot Water | 1 | 25400.0 BTUs Per Hour |  |  |  | 25400 | [12 empty] | 8A3-GFT7 | OM - 105 | OM-FCU-105 | ⬜ | Old Main Building | 1 | No | OM - 105
Area 10 Rangerette: ESI ID # 698558674_964-957-840-0-9 / Meter # 698558674; Area 10 Rangerette, Old Main, McLaurin: Gas Meter # 2001115767, Gas Acct # 1552734 |  |  |  | OM-FCU-110 | 123974 | 4-pipe | ✔ | SZ |  | 900 | Minimum |  | Chilled Water | 1 | 1.6 Tons | 1.6083 |  | Hot Water | 1 | 39000.0 BTUs Per Hour |  |  |  | 39000 | [12 empty] | 8A3-GEQ9 | OM - 110 | OM-FCU-110 | ⬜ | Old Main Building | 1 | No | OM - 110
Area 10 Rangerette: ESI ID # 698558674_964-957-840-0-9 / Meter # 698558674; Area 10 Rangerette, Old Main, McLaurin: Gas Meter # 2001115767, Gas Acct # 1552734 |  |  |  | OM-FCU-113 | 123975 | 4-pipe | ✔ | SZ |  | 800 | Minimum |  | Chilled Water | 1 | 1.4 Tons | 1.3833 |  | Hot Water | 1 | 30400.0 BTUs Per Hour |  |  |  | 30400 | [12 empty] | 8A3-GBWW | OM - 111_112_113 | OM-FCU-113 | ⬜ | Old Main Building | 1 | No | OM - 111_112_113
Area 10 Rangerette: ESI ID # 698558674_964-957-840-0-9 / Meter # 698558674; Area 10 Rangerette, Old Main, McLaurin: Gas Meter # 2001115767, Gas Acct # 1552734 |  |  |  | OM-FCU-115 | 123976 | 4-pipe | ✔ | SZ |  | 900 | Minimum |  | Chilled Water | 1 | 1.6 Tons | 1.6083 |  | Hot Water | 1 | 39000.0 BTUs Per Hour |  |  |  | 39000 | [12 empty] | 8A3-GFLB | OM - 115_116_117 | OM-FCU-115 | ⬜ | Old Main Building | 1 | No | OM - 115_116_117
Area 10 Rangerette: ESI ID # 698558674_964-957-840-0-9 / Meter # 698558674; Area 10 Rangerette, Old Main, McLaurin: Gas Meter # 2001115767, Gas Acct # 1552734 |  |  |  | OM-FCU-CORS | 123977 | 4-pipe | ✔ | SZ |  | 400 | Minimum |  | Chilled Water | 1 | 0.8 Tons | 0.8 |  | Hot Water | 1 | 17000.0 BTUs Per Hour |  |  |  | 17000 | [12 empty] | 8A3-GDUW | OM - Entry South | OM-FCU-CORS | ⬜ | Old Main Building | 1 | No | OM - Entry South
Area 10 Rangerette: ESI ID # 698558674_964-957-840-0-9 / Meter # 698558674; Area 10 Rangerette, Old Main, McLaurin: Gas Meter # 2001115767, Gas Acct # 1552734 |  |  |  | OM-FCU-121 | 123978 | 4-pipe | ✔ | SZ |  | 1000 | Minimum |  | Chilled Water | 1 | 1.8 Tons | 1.8333 |  | Hot Water | 1 | 40500.0 BTUs Per Hour |  |  |  | 40500 | [12 empty] | 8A3-GC1U | OM - 121 | OM-FCU-121 | ⬜ | Old Main Building | 1 | No | OM - 121
Area 10 Rangerette: ESI ID # 698558674_964-957-840-0-9 / Meter # 698558674; Area 10 Rangerette, Old Main, McLaurin: Gas Meter # 2001115767, Gas Acct # 1552734 |  |  |  | OM-FCU-123 | 123980 | 4-pipe | ✔ | SZ |  | 900 | Minimum |  | Chilled Water | 1 | 1.6 Tons | 1.6083 |  | Hot Water | 1 | 39000.0 BTUs Per Hour |  |  |  | 39000 | [12 empty] | 8A3-GC25 | OM - 123-126 | OM-FCU-123 | ⬜ | Old Main Building | 1 | No | OM - 123-126
Area 10 Rangerette: ESI ID # 698558674_964-957-840-0-9 / Meter # 698558674; Area 10 Rangerette, Old Main, McLaurin: Gas Meter # 2001115767, Gas Acct # 1552734 |  |  |  | OM-FCU-122 | 123979 | 4-pipe | ✔ | SZ |  | 1000 | Minimum |  | Chilled Water | 1 | 1.8 Tons | 1.8333 |  | Hot Water | 1 | 40500.0 BTUs Per Hour |  |  |  | 40500 | [12 empty] | 8A3-GE9P | OM - 122 | OM-FCU-122 | ⬜ | Old Main Building | 1 | No | OM - 122
Area 10 Rangerette: ESI ID # 698558674_964-957-840-0-9 / Meter # 698558674; Area 10 Rangerette, Old Main, McLaurin: Gas Meter # 2001115767, Gas Acct # 1552734 |  |  |  | OM-FCU-ELEV | 123981 | 4-pipe | ✔ | SZ |  | 250 | Minimum |  | Chilled Water | 1 | 0.5 Tons | 0.4583 |  | Hot Water | 1 | 10300.0 BTUs Per Hour |  |  |  | 10300 | [12 empty] | 8A3-F7PH | OM - Elevator Room | OM-FCU-ELEV | ⬜ | Old Main Building | 1 | No | OM - Elevator Room
Area 10 Rangerette: ESI ID # 698558674_964-957-840-0-9 / Meter # 698558674; Area 10 Rangerette, Old Main, McLaurin: Gas Meter # 2001115767, Gas Acct # 1552734 |  |  |  | OM-FCU-VEND | 123982 | 4-pipe | ✔ | SZ |  | 800 | Minimum |  | Chilled Water | 1 | 1.4 Tons | 1.3833 |  | Hot Water | 1 | 30400.0 BTUs Per Hour |  |  |  | 30400 | [12 empty] | 8A3-GF52 | OM - Vending Room | OM-FCU-VEND | ⬜ | Old Main Building | 1 | No | OM - Vending Room
Area 10 Rangerette: ESI ID # 698558674_964-957-840-0-9 / Meter # 698558674; Area 10 Rangerette, Old Main, McLaurin: Gas Meter # 2001115767, Gas Acct # 1552734 |  |  |  | OM-FCU-138 | 123984 | 4-pipe | ✔ | SZ |  | 1000 | Minimum |  | Chilled Water | 1 | 1.8 Tons | 1.8333 |  | Hot Water | 1 | 40500.0 BTUs Per Hour |  |  |  | 40500 | [12 empty] | 8A3-GKQV | OM - 138 | OM-FCU-138 | ⬜ | Old Main Building | 1 | No | OM - 138
Area 10 Rangerette: ESI ID # 698558674_964-957-840-0-9 / Meter # 698558674; Area 10 Rangerette, Old Main, McLaurin: Gas Meter # 2001115767, Gas Acct # 1552734 |  |  |  | OM-FCU-137 | 123983 | 4-pipe | ✔ | SZ |  | 1000 | Minimum |  | Chilled Water | 1 | 1.8 Tons | 1.8333 |  | Hot Water | 1 | 40500.0 BTUs Per Hour |  |  |  | 40500 | [12 empty] | 8A3-GFKC | OM - 137 | OM-FCU-137 | ⬜ | Old Main Building | 1 | No | OM - 137
Area 10 Rangerette: ESI ID # 698558674_964-957-840-0-9 / Meter # 698558674; Area 10 Rangerette, Old Main, McLaurin: Gas Meter # 2001115767, Gas Acct # 1552734 |  |  |  | OM-FCU-CORN | 123985 | 4-pipe | ✔ | SZ |  | 400 | None |  | Chilled Water | 1 | 0.8 Tons | 0.8 |  | Hot Water | 1 | 17000.0 BTUs Per Hour |  |  |  | 17000 | [12 empty] | 8A3-GDKE | OM - Enry North | OM-FCU-CORN | ⬜ | Old Main Building | 1 | No | OM - Entry North
Area 10 Rangerette: ESI ID # 698558674_964-957-840-0-9 / Meter # 698558674; Area 10 Rangerette, Old Main, McLaurin: Gas Meter # 2001115767, Gas Acct # 1552734 |  |  |  | OM-FCU-139 | 123986 | 4-pipe | ✔ | SZ |  | 1000 | Minimum |  | Chilled Water | 1 | 1.8 Tons | 1.8333 |  | Hot Water | 1 | 40500.0 BTUs Per Hour |  |  |  | 40500 | [12 empty] | 8A3-HGT6 | OM - 139 | OM-FCU-139 | ⬜ | Old Main Building | 1 | No | OM - 139
Area 10 Rangerette: ESI ID # 698558674_964-957-840-0-9 / Meter # 698558674; Area 10 Rangerette, Old Main, McLaurin: Gas Meter # 2001115767, Gas Acct # 1552734 |  |  |  | OM-FCU-142 | 123989 | 4-pipe | ✔ | SZ |  | 1000 | Minimum |  | Chilled Water | 1 | 1.8 Tons | 1.8333 |  | Hot Water | 1 | 40500.0 BTUs Per Hour |  |  |  | 40500 | [12 empty] | 8A3-HEAM | OM - 142 | OM-FCU-142 | ⬜ | Old Main Building | 1 | No | OM - 142
Area 10 Rangerette: ESI ID # 698558674_964-957-840-0-9 / Meter # 698558674; Area 10 Rangerette, Old Main, McLaurin: Gas Meter # 2001115767, Gas Acct # 1552734 |  |  |  | OM-FCU-143 | 123990 | 4-pipe | ✔ | SZ |  | 700 | Minimum |  | Chilled Water | 1 | 1.4 Tons | 1.425 |  | Hot Water | 1 | 28200.0 BTUs Per Hour |  |  |  | 28200 | [12 empty] | 8A3-HK7K | OM - 143_148_Entry N | OM-FCU-143 | ⬜ | Old Main Building | 1 | No | OM - 143_148_Entry N
Area 10 Rangerette: ESI ID # 698558674_964-957-840-0-9 / Meter # 698558674; Area 10 Rangerette, Old Main, McLaurin: Gas Meter # 2001115767, Gas Acct # 1552734 |  |  |  | OM-FCU-COR | 123992 | 4-pipe | ✔ | SZ |  | 1000 | Minimum |  | Chilled Water | 1 | 1.8 Tons | 1.8333 |  | Hot Water | 1 | 40500.0 BTUs Per Hour |  |  |  | 40500 | [12 empty] | 8A3-GF4R | OM - Floor2 RRs | OM-FCU-COR | ⬜ | Old Main Building | 2 | No | OM - Floor2 RRs
Area 10 Rangerette: ESI ID # 698558674_964-957-840-0-9 / Meter # 698558674; Area 10 Rangerette, Old Main, McLaurin: Gas Meter # 2001115767, Gas Acct # 1552734 |  |  |  | OM-FCU-144 | 123991 | 4-pipe | ✔ | SZ |  | 600 | Minimum |  | Chilled Water | 1 | 1.2 Tons | 1.1583 |  | Hot Water | 1 | 25400.0 BTUs Per Hour |  |  |  | 25400 | [12 empty] | 8A3-GGPX | OM - 144_145 | OM-FCU-144 | ⬜ | Old Main Building | 1 | No | OM - 144_145
Area 10 Rangerette: ESI ID # 698558674_964-957-840-0-9 / Meter # 698558674; Area 10 Rangerette, Old Main, McLaurin: Gas Meter # 2001115767, Gas Acct # 1552734 |  |  |  | OM-FCU-203 | 123993 | 4-pipe | ✔ | SZ |  | 1000 | Minimum |  | Chilled Water | 1 | 1.8 Tons | 1.8333 |  | Hot Water | 1 | 40500.0 BTUs Per Hour |  |  |  | 40500 | [12 empty] | 8A3-GFUV | OM - 203 | OM-FCU-203 | ⬜ | Old Main Building | 2 | No | OM - 203
Area 10 Rangerette: ESI ID # 698558674_964-957-840-0-9 / Meter # 698558674; Area 10 Rangerette, Old Main, McLaurin: Gas Meter # 2001115767, Gas Acct # 1552734 |  |  |  | OM-FCU-206 | 123994 | 2-pipe | ✔ | VAVAHU |  | 700 | Minimum |  | Chilled Water | 1 | 1.4 Tons | 1.425 |  | Hot Water | 1 | 28200.0 BTUs Per Hour |  |  |  | 28200 | [12 empty] | 8A3-F9QE | OM - 204_206 | OM-FCU-206 | ⬜ | Old Main Building | 2 | No | OM - 204_206
Area 10 Rangerette: ESI ID # 698558674_964-957-840-0-9 / Meter # 698558674; Area 10 Rangerette, Old Main, McLaurin: Gas Meter # 2001115767, Gas Acct # 1552734 |  |  |  | OM-FCU-208 | 123995 | 4-pipe | ✔ | SZ |  | 700 | Minimum |  | Chilled Water | 1 | 1.4 Tons | 1.425 |  | Hot Water | 1 | 28200.0 BTUs Per Hour |  |  |  | 28200 | [12 empty] | 8A3-HH3Q | OM - 207_208_209 | OM-FCU-208 | ⬜ | Old Main Building | 2 | No | OM - 207_208_209
Area 10 Rangerette: ESI ID # 698558674_964-957-840-0-9 / Meter # 698558674; Area 10 Rangerette, Old Main, McLaurin: Gas Meter # 2001115767, Gas Acct # 1552734 |  |  |  | OM-FCU-210A | 123996 | 4-pipe | ✔ | SZ |  | 700 | Minimum |  | Chilled Water | 1 | 1.4 Tons | 1.425 |  | Hot Water | 1 | 28200.0 BTUs Per Hour |  |  |  | 28200 | [12 empty] | 8A3-G9LH | OM - 210 South | OM-FCU-210A | ⬜ | Old Main Building | 2 | No | OM - 210 South
Area 10 Rangerette: ESI ID # 698558674_964-957-840-0-9 / Meter # 698558674; Area 10 Rangerette, Old Main, McLaurin: Gas Meter # 2001115767, Gas Acct # 1552734 |  |  |  | OM-FCU-210B | 123997 | 4-pipe | ✔ | SZ |  | 700 | Minimum |  | Chilled Water | 1 | 1.4 Tons | 1.425 |  | Hot Water | 1 | 28200.0 BTUs Per Hour |  |  |  | 28200 | [12 empty] | 8A3-HE71 | OM - 210 North | OM-FCU-210B | ⬜ | Old Main Building | 2 | No | OM - 210 North
Area 10 Rangerette: ESI ID # 698558674_964-957-840-0-9 / Meter # 698558674; Area 10 Rangerette, Old Main, McLaurin: Gas Meter # 2001115767, Gas Acct # 1552734 |  |  |  | OM-FCU-211 | 123998 | 4-pipe | ✔ | SZ |  | 1000 | Minimum |  | Chilled Water | 1 | 1.8 Tons | 1.8333 |  | Hot Water | 1 | 40500.0 BTUs Per Hour |  |  |  | 40500 | [12 empty] | 8A5-BDVX | OM - 211 | OM-FCU-211 | ⬜ | Old Main Building | 2 | No | OM - 211
Area 10 Rangerette: ESI ID # 698558674_964-957-840-0-9 / Meter # 698558674; Area 10 Rangerette, Old Main, McLaurin: Gas Meter # 2001115767, Gas Acct # 1552734 |  |  |  | OM-FCU-212 | 123999 | 4-pipe | ✔ | SZ |  | 1000 | Minimum |  | Chilled Water | 1 | 1.8 Tons | 1.8333 |  | Hot Water | 1 | 40500.0 BTUs Per Hour |  |  |  | 40500 | [12 empty] | 8A3-GF6Q | OM - 212 | OM-FCU-212 | ⬜ | Old Main Building | 2 | No | OM - 212
Area 10 Rangerette: ESI ID # 698558674_964-957-840-0-9 / Meter # 698558674; Area 10 Rangerette, Old Main, McLaurin: Gas Meter # 2001115767, Gas Acct # 1552734 |  |  |  | OM-SS-EQIP | 124006 |  | ✔ | SZ |  |  | None |  | DX | 1 | 2.0 Tons | 2 | No | Electric ¦ Resistance | 1 | 10.0 kW |  | 10 | [14 empty] | 8A3-G74V | OM - Equipment Room | OM-SS-EQIP | ⬜ | Old Main Building | 1 | No | OM - Equipment Room
Area 10 Rangerette: ESI ID # 698558674_964-957-840-0-9 / Meter # 698558674; Area 10 Rangerette, Old Main, McLaurin: Gas Meter # 2001115767, Gas Acct # 1552734 |  |  |  | OM-FCU-215 | 124002 | 4-pipe | ✔ | SZ |  | 700 | Minimum |  | Chilled Water | 1 | 1.4 Tons | 1.425 |  | Hot Water | 1 | 28200.0 BTUs Per Hour |  |  |  | 28200 | [12 empty] | 8A3-HF3R | OM - 214_215_216 | OM-FCU-215 | ⬜ | Old Main Building | 2 | No | OM - 214_215_216
Area 10 Rangerette: ESI ID # 698558674_964-957-840-0-9 / Meter # 698558674; Area 10 Rangerette, Old Main, McLaurin: Gas Meter # 2001115767, Gas Acct # 1552734 |  |  |  | OM-FCU-220 | 124004 | 4-pipe | ✔ | SZ |  | 1000 | Minimum |  | Chilled Water | 1 | 1.8 Tons | 1.8333 |  | Hot Water | 1 | 40500.0 BTUs Per Hour |  |  |  | 40500 | [12 empty] | 8A3-GD6R | OM - 220 | OM-FCU-220 | ⬜ | Old Main Building | 2 | No | OM - 220
Area 10 Rangerette: ESI ID # 698558674_964-957-840-0-9 / Meter # 698558674; Area 10 Rangerette, Old Main, McLaurin: Gas Meter # 2001115767, Gas Acct # 1552734 |  |  |  | OM-FCU-217 | 124003 | 4-pipe | ✔ | SZ |  | 700 | Minimum |  | Chilled Water | 1 | 1.4 Tons | 1.425 |  | Hot Water | 1 | 28200.0 BTUs Per Hour |  |  |  | 28200 | [12 empty] | 8A3-HHCG | OM - 217_218 | OM-FCU-217 | ⬜ | Old Main Building | 2 | No | OM - 217_218
Area 10 Rangerette: ESI ID # 698558674_964-957-840-0-9 / Meter # 698558674; Area 10 Rangerette, Old Main, McLaurin: Gas Meter # 2001115767, Gas Acct # 1552734 |  |  |  | OM-OAHU-01 | 124005 | 4-pipe | ✔ | OAHU | 10 | 9000 | 100% OA Only |  | Chilled Water | 1 | 65.4 Tons | 65.4167 |  | Hot Water | 1 | 537300.0 BTUs Per Hour |  |  |  | 537300 | [12 empty] | 7S3-G2KA | OM - FCUs | OM-OAHU-01 | ⬜ | Old Main Building | 1 | No | OM - FCUs
Area 10 Rangerette: ESI ID # 698558674_964-957-840-0-9 / Meter # 698558674; Area 10 Rangerette, Old Main, McLaurin: Gas Meter # 2001115767, Gas Acct # 1552734 |  |  |  | OM-FCU-140B | 123988 | 4-pipe | ✔ | SZ |  | 800 | Minimum |  | Chilled Water | 1 | 1.4 Tons | 1.3833 |  | Hot Water | 1 | 30400.0 BTUs Per Hour |  |  |  | 30400 | [12 empty] | 8A3-HG2R | OM - 140 South | OM-FCU-140B | ⬜ | Old Main Building | 1 | No | OM - 140 South
Area 10 Rangerette: ESI ID # 698558674_964-957-840-0-9 / Meter # 698558674; Area 10 Rangerette, Old Main, McLaurin: Gas Meter # 2001115767, Gas Acct # 1552734 |  |  |  | OM-FCU-140A | 123987 | 4-pipe | ✔ | SZ |  | 800 | Minimum |  | Chilled Water | 1 | 1.4 Tons | 1.3833 |  | Hot Water | 1 | 30400.0 BTUs Per Hour |  |  |  | 30400 | [12 empty] | 8A3-GEBM | OM - 140 North | OM-FCU-140A | ⬜ | Old Main Building | 1 | No | OM - 140 North
Area 10 Rangerette: ESI ID # 698558674_964-957-840-0-9 / Meter # 698558674; Area 10 Rangerette, Old Main, McLaurin: Gas Meter # 2001115767, Gas Acct # 1552734 |  |  |  | OM-FCU-213A | 124000 | 4-pipe | ✔ | SZ |  | 700 | Minimum |  | Chilled Water | 1 | 1.4 Tons | 1.425 |  | Hot Water | 1 | 28200.0 BTUs Per Hour |  |  |  | 28200 | [12 empty] | 8A3-GKNW | OM - 213 South | OM-FCU-213A | ⬜ | Old Main Building | 2 | No | OM - 213 South
Area 10 Rangerette: ESI ID # 698558674_964-957-840-0-9 / Meter # 698558674; Area 10 Rangerette, Old Main, McLaurin: Gas Meter # 2001115767, Gas Acct # 1552734 |  |  |  | OM-FCU-213B | 124001 | 4-pipe | ✔ | SZ |  | 700 | Minimum |  | Chilled Water | 1 | 1.4 Tons | 1.425 |  | Hot Water | 1 | 28200.0 BTUs Per Hour |  |  |  | 28200 | [12 empty] | 8A3-HGDG | OM - 213 North | OM-FCU-213B | ⬜ | Old Main Building | 2 | No | OM - 213 North
Area 10 Rangerette: ESI ID # 698558674_964-957-840-0-9 / Meter # 698558674; Area 10 Rangerette, Old Main, McLaurin: Gas Meter # 2001115767, Gas Acct # 1552734 |  |  |  | WC-RTU-01 | 124035 |  | ✔ | SZ |  |  | Minimum |  | DX | 1 | 3.0 Tons | 3 | No | Electric ¦ Resistance, Electric ¦ Resistance | 2 | 8.7 kW, 8.7 kW | No | 17.4 | [14 empty] | 8A3-H8FN | WC - 122 | WC-RTU-01 | ⬜ | Woodfin Center | 1 | No | WC - 122
Area 10 Rangerette: ESI ID # 698558674_964-957-840-0-9 / Meter # 698558674; Area 10 Rangerette, Old Main, McLaurin: Gas Meter # 2001115767, Gas Acct # 1552734 |  |  |  | WC-RTU-02 | 124036 |  | ✔ | SZ |  |  | Partial Economizer |  | DX | 1 | 3.0 Tons | 3 | No | Electric ¦ Resistance | 1 | 14.0 kW |  | 14 | [14 empty] | 8A3-H9TZ | WC - 110 | WC-RTU-02 | ⬜ | Woodfin Center | 1 | No | WC - 110
Area 10 Rangerette: ESI ID # 698558674_964-957-840-0-9 / Meter # 698558674; Area 10 Rangerette, Old Main, McLaurin: Gas Meter # 2001115767, Gas Acct # 1552734 |  |  |  | WC-RTU-03 | 124037 |  | ✔ | SZ |  |  | Minimum |  | DX | 1 | 4.0 Tons | 4 | No | Electric ¦ Resistance | 1 | 17.4 kW |  | 17.4 | [14 empty] | 8A3-HAPC | WC - Lounge | WC-RTU-03 | ⬜ | Woodfin Center | 1 | No | WC - Lounge
Area 10 Rangerette: ESI ID # 698558674_964-957-840-0-9 / Meter # 698558674; Area 10 Rangerette, Old Main, McLaurin: Gas Meter # 2001115767, Gas Acct # 1552734 |  |  |  | WC-RTU-05 | 124039 |  | ✔ | SZ |  |  | None |  | DX | 1 | 5.0 Tons | 5 | No | Electric ¦ Resistance | 1 | 17.4 kW |  | 17.4 | [14 empty] | 8A3-1RA2 | WC - 112 | WC-RTU-05 | ⬜ | Woodfin Center | 1 | No | WC - 112
Area 10 Rangerette: ESI ID # 698558674_964-957-840-0-9 / Meter # 698558674; Area 10 Rangerette, Old Main, McLaurin: Gas Meter # 2001115767, Gas Acct # 1552734 |  |  |  | WC-RTU-04 | 124038 |  | ✔ | SZ |  |  | Minimum |  | DX | 1 | 2.0 Tons | 2 | No | Electric ¦ Resistance | 1 | 8.0 kW |  | 8 | [14 empty] | 8A5-B928 | WC - 101 | WC-RTU-04 | ⬜ | Woodfin Center | 1 | No | WC - 101
Area 10 Rangerette: ESI ID # 698558674_964-957-840-0-9 / Meter # 698558674; Area 10 Rangerette, Old Main, McLaurin: Gas Meter # 2001115767, Gas Acct # 1552734 |  |  |  | WC-RTU-06 | 124040 |  | ✔ | SZ |  |  | Minimum |  | DX | 1 | 5.0 Tons | 5 | No | Electric ¦ Resistance | 1 | 14.0 kW |  | 14 | [14 empty] | 8A3-HA8R | WC - 120 | WC-RTU-06 | ⬜ | Woodfin Center | 1 | No | WC - 120
Area 12 East Texas Oil Museum: ESI ID # 698559066_964-957-840-0-9 / Meter # 698559066; Area 10 Rangerette, Old Main, McLaurin: Gas Meter # 2001115767, Gas Acct # 1552734
Area 12 East Texas Oil Museum: ESI ID # 698559066_964-957-840-0-9 / Meter # 698559066; Area 10 Rangerette, Old Main, McLaurin: Gas Meter # 2001115767, Gas Acct # 1552734 |  |  |  | ETOM-AHU-01 | 124146 | 4-pipe | ✔ | SZ | 2 | 2740 | Economizer |  | Chilled Water | 1 | 6.8 Tons | 6.85 |  | Hot Water | 1 | 96521.4 BTUs Per Hour |  |  |  | 96521.36 | [12 empty] | 8A3-F8D2 | ETOM - Rotunda | ETOM-AHU-01 | ⬜ | East Texas Oil Museum | 1 | No | ETOM - Rotunda
Area 12 East Texas Oil Museum: ESI ID # 698559066_964-957-840-0-9 / Meter # 698559066; Area 10 Rangerette, Old Main, McLaurin: Gas Meter # 2001115767, Gas Acct # 1552734 |  |  |  | ETOM-AHU-02 | 124147 | 4-pipe | ✔ | SZ | 7.5 | 5485 | Economizer |  | Chilled Water | 1 | 13.7 Tons | 13.7125 |  | Hot Water | 1 | 193218.9 BTUs Per Hour |  |  |  | 193218.85 | [12 empty] | 8A3-FBXW | ETOM - Lobby | ETOM-AHU-02 | ⬜ | East Texas Oil Museum | 1 | No | ETOM - Lobby
Area 12 East Texas Oil Museum: ESI ID # 698559066_964-957-840-0-9 / Meter # 698559066; Area 10 Rangerette, Old Main, McLaurin: Gas Meter # 2001115767, Gas Acct # 1552734 |  |  |  | ETOM-AHU-03 | 124148 | 4-pipe | ✔ | SZ | 1 | 1250 | Economizer |  | Chilled Water | 1 | 3.1 Tons | 3.125 |  | Hot Water | 1 | 44033.5 BTUs Per Hour |  |  |  | 44033.47 | [12 empty] | 8A3-FBNE | ETOM - Conf Room | ETOM-AHU-03 | ⬜ | East Texas Oil Museum | 1 | No | ETOM - Conf Room
Area 12 East Texas Oil Museum: ESI ID # 698559066_964-957-840-0-9 / Meter # 698559066; Area 10 Rangerette, Old Main, McLaurin: Gas Meter # 2001115767, Gas Acct # 1552734 |  |  |  | ETOM-AHU-04 | 124149 | 4-pipe | ✔ | SZ | 10 | 9520 | Economizer |  | Chilled Water | 1 | 23.8 Tons | 23.8 |  | Hot Water | 1 | 335358.9 BTUs Per Hour |  |  |  | 335358.87 | [12 empty] | 8A3-F7BS | ETOM - Home Life | ETOM-AHU-04 | ⬜ | East Texas Oil Museum | 1 | No | ETOM - Home Life
Area 12 East Texas Oil Museum: ESI ID # 698559066_964-957-840-0-9 / Meter # 698559066; Area 10 Rangerette, Old Main, McLaurin: Gas Meter # 2001115767, Gas Acct # 1552734 |  |  |  | ETOM-AHU-05 | 124151 | 4-pipe | ✔ | SZ | 0.75 | 775 | Economizer |  | Chilled Water | 1 | 1.9 Tons | 1.9375 |  | Hot Water | 1 | 27300.8 BTUs Per Hour |  |  |  | 27300.75 | [12 empty] | 8A3-HEFG | ETOM - Hunt Room | ETOM-AHU-05 | ⬜ | East Texas Oil Museum | 1 | No | ETOM - Hunt Room
Area 12 East Texas Oil Museum: ESI ID # 698559066_964-957-840-0-9 / Meter # 698559066; Area 10 Rangerette, Old Main, McLaurin: Gas Meter # 2001115767, Gas Acct # 1552734 |  |  |  | ETOM-AHU-06 | 124150 | 4-pipe | ✔ | SZ | 0.75 | 665 | Economizer |  | Chilled Water | 1 | 1.7 Tons | 1.6625 |  | Hot Water | 1 | 23425.8 BTUs Per Hour |  |  |  | 23425.8 | [12 empty] | 8A3-FB7S | ETOM - Offices 2nd Floor | ETOM-AHU-06 | ⬜ | East Texas Oil Museum | 2 | No | ETOM - Offices 2nd Floor
Area 12 East Texas Oil Museum: ESI ID # 698559066_964-957-840-0-9 / Meter # 698559066; Area 10 Rangerette, Old Main, McLaurin: Gas Meter # 2001115767, Gas Acct # 1552734 |  |  |  | ETOM-AHU-07 | 124152 | 4-pipe | ✔ | MZU | 20 | 17300 | Economizer |  | Chilled Water | 1 | 43.3 Tons | 43.25 |  | Hot Water | 1 | 609423.2 BTUs Per Hour |  |  |  | 609423.16 | [12 empty] | 4S3-DSRJ | ETOM AHU 7 Zones | ETOM-AHU-07 | ⬜ | East Texas Oil Museum | 1 | No | ETOM - AHU 7 Zones, ETOM - Gas Station, ETOM - Theater, ETOM - Barber_Post, ETOM - News, ETOM - Arena West, ETOM - Elec Room, ETOM - Arena East, ETOM - Drug Store, ETOM - Old Museum, ETOM - General Store
Area 12 East Texas Oil Museum: ESI ID # 698559066_964-957-840-0-9 / Meter # 698559066; Area 10 Rangerette, Old Main, McLaurin: Gas Meter # 2001115767, Gas Acct # 1552734 |  |  |  |  | 124618 |  | ✔ | MZ Zone | [16 empty] | ETOM-Zone-01 | 4.305 |  |  | 60590.03 |  | Yes | [5 empty] | 8A3-F586 | ETOM - Gas Station | ETOM-Zone-01 | ⬜ | East Texas Oil Museum | 1 | No | ETOM - Gas Station
Area 12 East Texas Oil Museum: ESI ID # 698559066_964-957-840-0-9 / Meter # 698559066; Area 10 Rangerette, Old Main, McLaurin: Gas Meter # 2001115767, Gas Acct # 1552734 |  |  |  |  | 124620 |  | ✔ | MZ Zone | [16 empty] | ETOM-Zone-02 | 2.9159 |  |  | 41039.18 |  | Yes | [5 empty] | 8A3-F638 | ETOM - Theater | ETOM-Zone-02 | ⬜ | East Texas Oil Museum | 1 | No | ETOM - Theater
Area 12 East Texas Oil Museum: ESI ID # 698559066_964-957-840-0-9 / Meter # 698559066; Area 10 Rangerette, Old Main, McLaurin: Gas Meter # 2001115767, Gas Acct # 1552734 |  |  |  |  | 124621 |  | ✔ | MZ Zone | [16 empty] | ETOM-Zone-03 | 3.479 |  |  | 48965.2 |  | Yes | [5 empty] | 8A3-E4G3 | ETOM - Barber_Post | ETOM-Zone-03 | ⬜ | East Texas Oil Museum | 1 | No | ETOM - Barber_Post
Area 12 East Texas Oil Museum: ESI ID # 698559066_964-957-840-0-9 / Meter # 698559066; Area 10 Rangerette, Old Main, McLaurin: Gas Meter # 2001115767, Gas Acct # 1552734 |  |  |  |  | 124622 |  | ✔ | MZ Zone | [16 empty] | ETOM-Zone-04 | 3.3539 |  |  | 47203.86 |  | Yes | [5 empty] | 8A3-F59U | ETOM - News | ETOM-Zone-04 | ⬜ | East Texas Oil Museum | 1 | No | ETOM - News
Area 12 East Texas Oil Museum: ESI ID # 698559066_964-957-840-0-9 / Meter # 698559066; Area 10 Rangerette, Old Main, McLaurin: Gas Meter # 2001115767, Gas Acct # 1552734 |  |  |  |  | 124623 |  | ✔ | MZ Zone | [16 empty] | ETOM-Zone-06 | 3.4039 |  |  | 47908.4 |  | Yes | [5 empty] | 8A3-E4J2 | ETOM - Arena West | ETOM-Zone-06 | ⬜ | East Texas Oil Museum | 1 | No | ETOM - Arena West
Area 12 East Texas Oil Museum: ESI ID # 698559066_964-957-840-0-9 / Meter # 698559066; Area 10 Rangerette, Old Main, McLaurin: Gas Meter # 2001115767, Gas Acct # 1552734 |  |  |  |  | 124624 |  | ✔ | MZ Zone | [16 empty] | ETOM-Zone-05 | 3.5541 |  |  | 50022 |  | Yes | [5 empty] | 8A3-F71X | ETOM - Elec Room | ETOM-Zone-05 | ⬜ | East Texas Oil Museum | 1 | No | ETOM - Elec Room
Area 12 East Texas Oil Museum: ESI ID # 698559066_964-957-840-0-9 / Meter # 698559066; Area 10 Rangerette, Old Main, McLaurin: Gas Meter # 2001115767, Gas Acct # 1552734 |  |  |  |  | 124625 |  | ✔ | MZ Zone | [16 empty] | ETOM-Zone-07 | 3.0285 |  |  | 42624.38 |  | Yes | [5 empty] | 8A5-DPKW | ETOM - Arena East | ETOM-Zone-07 | ⬜ | East Texas Oil Museum | 1 | No | ETOM - Arena East
Area 12 East Texas Oil Museum: ESI ID # 698559066_964-957-840-0-9 / Meter # 698559066; Area 10 Rangerette, Old Main, McLaurin: Gas Meter # 2001115767, Gas Acct # 1552734 |  |  |  |  | 124626 |  | ✔ | MZ Zone | [16 empty] | ETOM-Zone-08 | 7.4461 |  |  | 104799.62 |  | Yes | [5 empty] | 8A3-E3ET | ETOM - Drug Store | ETOM-Zone-08 | ⬜ | East Texas Oil Museum | 1 | No | ETOM - Drug Store
Area 12 East Texas Oil Museum: ESI ID # 698559066_964-957-840-0-9 / Meter # 698559066; Area 10 Rangerette, Old Main, McLaurin: Gas Meter # 2001115767, Gas Acct # 1552734 |  |  |  |  | 124627 |  | ✔ | MZ Zone | [16 empty] | ETOM-Zone-09 | 6.3323 |  |  | 89123.71 |  | Yes | [5 empty] | 8A3-F9BR | ETOM - Old Museum | ETOM-Zone-09 | ⬜ | East Texas Oil Museum | 1 | No | ETOM - Old Museum
Area 12 East Texas Oil Museum: ESI ID # 698559066_964-957-840-0-9 / Meter # 698559066; Area 10 Rangerette, Old Main, McLaurin: Gas Meter # 2001115767, Gas Acct # 1552734 |  |  |  |  | 124628 |  | ✔ | MZ Zone | [16 empty] | ETOM-Zone-10 | 5.4813 |  |  | 77146.61 |  | Yes | [5 empty] | 8A5-BA2W | ETOM - General Store | ETOM-Zone-10 | ⬜ | East Texas Oil Museum | 1 | No | ETOM - General Store
Area 18 Randolph C. Watson Library: ESI ID # 698559068_964-957-840-0-9 / Meter # 698559068; Area 10 Rangerette, Old Main, McLaurin: Gas Meter # 2001115767, Gas Acct # 1552734
Area 18 Randolph C. Watson Library: ESI ID # 698559068_964-957-840-0-9 / Meter # 698559068; Area 10 Rangerette, Old Main, McLaurin: Gas Meter # 2001115767, Gas Acct # 1552734 |  |  |  | RCWL-AHU-01 | 124430 | 4-pipe | ✔ | SZ | 7.5 | 8000 | Partial Economizer |  | Chilled Water | 1 | 17.8 Tons | 17.8167 |  | Hot Water | 1 | 260300.0 BTUs Per Hour |  |  |  | 260300 | [12 empty] | 7S3-GZV6 | RCWL - Library 1st Fl | RCWL-AHU-01 | ⬜ | Randolph C. Watson Library | 1 | No | RCWL - Library 1st Fl
Area 18 Randolph C. Watson Library: ESI ID # 698559068_964-957-840-0-9 / Meter # 698559068; Area 10 Rangerette, Old Main, McLaurin: Gas Meter # 2001115767, Gas Acct # 1552734 |  |  |  | RCWL-AHU-02 | 124431 | 4-pipe | ✔ | SZ | 10 | 10600 | Economizer |  | Chilled Water | 1 | 25.2 Tons | 25.2333 |  | Hot Water | 1 | 344900.0 BTUs Per Hour |  |  |  | 344900 | [12 empty] | 8A5-BC8S | RCWL - Library 2nd Fl | RCWL-AHU-02 | ⬜ | Randolph C. Watson Library | 2 | No | RCWL - Library 2nd Fl
Area 18 Randolph C. Watson Library: ESI ID # 698559068_964-957-840-0-9 / Meter # 698559068; Area 10 Rangerette, Old Main, McLaurin: Gas Meter # 2001115767, Gas Acct # 1552734 |  |  |  | RCWL-AHU-03 | 124432 | 4-pipe | ✔ | SZ | 7.5 | 5650 | Economizer |  | Chilled Water | 1 | 42.1 Tons | 42.075 |  | Hot Water | 1 | 383200.0 BTUs Per Hour |  |  |  | 383200 | [12 empty] | 8A3-GBRA | RCWL - Split Systems | RCWL-AHU-03 | ⬜ | Randolph C. Watson Library | 1 | No | RCWL - Split Systems
Area 18 Randolph C. Watson Library: ESI ID # 698559068_964-957-840-0-9 / Meter # 698559068; Area 10 Rangerette, Old Main, McLaurin: Gas Meter # 2001115767, Gas Acct # 1552734 |  |  |  | RCWL-MSS-01 | 124433 |  | ✔ | SZ |  |  | Minimum |  | DX | 1 | 1.5 Tons | 1.5 | No | Heat Pump | 1 | 1.6 kW |  |  | 1.65 | [17 empty] | Randolph C. Watson Library | 2 | No | RCWL - MSS 214
Area 18 Randolph C. Watson Library: ESI ID # 698559068_964-957-840-0-9 / Meter # 698559068; Area 10 Rangerette, Old Main, McLaurin: Gas Meter # 2001115767, Gas Acct # 1552734 |  |  |  | RCWL-MSS-02 | 124434 |  | ✔ | SZ |  |  | Minimum |  | DX | 1 | 1.5 Tons | 1.5 | No | Heat Pump | 1 | 1.6 kW |  |  | 1.65 | [17 empty] | Randolph C. Watson Library | 2 | No | RCWL - MSS IT Room
Area 18 Randolph C. Watson Library: ESI ID # 698559068_964-957-840-0-9 / Meter # 698559068; Area 10 Rangerette, Old Main, McLaurin: Gas Meter # 2001115767, Gas Acct # 1552734 |  |  |  | RCWL-SS-01 | 124435 |  | ✔ | SZ | 1 | 1650 | Minimum |  | DX | 1 | 4.0 Tons | 4 | No | Heat Pump, Electric ¦ Resistance | 2 | 4.4 kW, 10.8 kW | No | 10.8 | 4.4 | [13 empty] | 8A3-G69T | RCWL - Entry E_102-106 | RCWL-SS-01 | ⬜ | Randolph C. Watson Library | 1 | No | RCWL - Entry E_102-106
Area 18 Randolph C. Watson Library: ESI ID # 698559068_964-957-840-0-9 / Meter # 698559068; Area 10 Rangerette, Old Main, McLaurin: Gas Meter # 2001115767, Gas Acct # 1552734 |  |  |  | RCWL-SS-02 | 124436 |  | ✔ | SZ | 0.5 | 1165 | Minimum |  | DX | 1 | 3.0 Tons | 3 | No | Heat Pump, Electric ¦ Resistance | 2 | 3.3 kW, 7.2 kW | No | 7.2 | 3.3 | [13 empty] | 8A3-F4B5 | RCWL - 103-108_Hall | RCWL-SS-02 | ⬜ | Randolph C. Watson Library | 1 | No | RCWL - 103-108_Hall
Area 18 Randolph C. Watson Library: ESI ID # 698559068_964-957-840-0-9 / Meter # 698559068; Area 10 Rangerette, Old Main, McLaurin: Gas Meter # 2001115767, Gas Acct # 1552734 |  |  |  | RCWL-SS-03 | 124437 |  | ✔ | SZ | 0.5 | 1165 | Minimum |  | DX | 1 | 3.0 Tons | 3 | No | Heat Pump, Electric ¦ Resistance | 2 | 3.3 kW, 7.2 kW | No | 7.2 | 3.3 | [13 empty] | 8A3-H88S | RCWL - KC Brew | RCWL-SS-03 | ⬜ | Randolph C. Watson Library | 1 | No | RCWL - KC Brew
Area 18 Randolph C. Watson Library: ESI ID # 698559068_964-957-840-0-9 / Meter # 698559068; Area 10 Rangerette, Old Main, McLaurin: Gas Meter # 2001115767, Gas Acct # 1552734 |  |  |  | RCWL-SS-06 | 124440 |  | ✔ | SZ | 0.5 | 1200 | Minimum |  | DX | 1 | 3.0 Tons | 3 | No | Heat Pump, Electric ¦ Resistance | 2 | 3.3 kW, 7.2 kW | No | 7.2 | 3.3 | [13 empty] | 8A3-G6Z9 | RCWL - 202-205 | RCWL-SS-06 | ⬜ | Randolph C. Watson Library | 2 | No | RCWL - 202-205
Area 18 Randolph C. Watson Library: ESI ID # 698559068_964-957-840-0-9 / Meter # 698559068; Area 10 Rangerette, Old Main, McLaurin: Gas Meter # 2001115767, Gas Acct # 1552734 |  |  |  | RCWL-SS-04 | 124438 |  | ✔ | SZ | 1 | 1550 | Minimum |  | DX | 1 | 4.0 Tons | 4 | No | Heat Pump, Electric ¦ Resistance | 2 | 4.4 kW, 10.8 kW | No | 10.8 | 4.4 | [13 empty] | 8A5-B639 | RCWL - 100_101_104 | RCWL-SS-04 | ⬜ | Randolph C. Watson Library | 1 | No | RCWL - 100_101_104
Area 18 Randolph C. Watson Library: ESI ID # 698559068_964-957-840-0-9 / Meter # 698559068; Area 10 Rangerette, Old Main, McLaurin: Gas Meter # 2001115767, Gas Acct # 1552734 |  |  |  | RCWL-SS-05 | 124439 |  | ✔ | SZ | 0.5 | 1200 | Minimum |  | DX | 1 | 3.0 Tons | 3 | No | Heat Pump, Electric ¦ Resistance | 2 | 3.3 kW, 7.2 kW | No | 7.2 | 3.3 | [13 empty] | 8A3-G56V | RCWL - 206 | RCWL-SS-05 | ⬜ | Randolph C. Watson Library | 2 | No | RCWL - 206
Area 18 Randolph C. Watson Library: ESI ID # 698559068_964-957-840-0-9 / Meter # 698559068; Area 10 Rangerette, Old Main, McLaurin: Gas Meter # 2001115767, Gas Acct # 1552734 |  |  |  | RCWL-SS-08 | 124444 |  | ✔ | SZ | 1 | 1900 | None |  | DX | 1 | 5.0 Tons | 5 | No | Heat Pump, Electric ¦ Resistance | 2 | 5.5 kW, 10.8 kW | No | 10.8 | 5.5 | [13 empty] | 8A3-G6PH | RCWL - 200 | RCWL-SS-08 | ⬜ | Randolph C. Watson Library | 2 | No | RCWL - 200
Area 18 Randolph C. Watson Library: ESI ID # 698559068_964-957-840-0-9 / Meter # 698559068; Area 10 Rangerette, Old Main, McLaurin: Gas Meter # 2001115767, Gas Acct # 1552734 |  |  |  | RCWL-SS-07 | 124442 |  | ✔ | SZ | 1 | 1900 | None |  | DX | 1 | 5.0 Tons | 5 | No | Heat Pump, Electric ¦ Resistance | 2 | 5.5 kW, 10.8 kW | No | 10.8 | 5.5 | [13 empty] | 8A5-B75W | RCWL - 201 | RCWL-SS-07 | ⬜ | Randolph C. Watson Library | 2 | No | RCWL - 201
Area 18 Randolph C. Watson Library: ESI ID # 698559068_964-957-840-0-9 / Meter # 698559068; Area 10 Rangerette, Old Main, McLaurin: Gas Meter # 2001115767, Gas Acct # 1552734 |  |  |  | RCWL-HWC-01 | 124568 |  | ✔ | SZ |  |  | None | [6 empty] | Hot Water | 1 | 12395.2 BTUs Per Hour |  |  |  | 12395.24 | [16 empty] | Randolph C. Watson Library | 1 | No | RCWL - Vestibule
Area 11 S. L. Canterbury Jr. Engineering & Sc: ESI ID # 598559067_964-957-840-0-9 / Meter # 598559067; Area 11 CES S. L. Canterbury Jr. Engineering : Gas Meter # 2001115759, Gas Acct # 9319961
Area 11 S. L. Canterbury Jr. Engineering & Sc: ESI ID # 598559067_964-957-840-0-9 / Meter # 598559067; Area 11 CES S. L. Canterbury Jr. Engineering : Gas Meter # 2001115759, Gas Acct # 9319961 |  |  |  | CES-AHU-01 | 124041 | 4-pipe | ✔ | OAHU | 1 | 900 | 100% OA Only |  | Chilled Water | 1 | 6.4 Tons | 6.3667 |  | Hot Water | 1 | 62400.0 BTUs Per Hour |  |  |  | 62400 | [12 empty] | 8A5-BDU9 | CES - East FCU Floor 1 | CES-AHU-01 | ⬜ | S. L. Canterbury Jr. Engineering & Science Building | 1 | No | CES - East FCU Floor 1
Area 11 S. L. Canterbury Jr. Engineering & Sc: ESI ID # 598559067_964-957-840-0-9 / Meter # 598559067; Area 11 CES S. L. Canterbury Jr. Engineering : Gas Meter # 2001115759, Gas Acct # 9319961 |  |  |  | CES-AHU-02 | 124042 | 4-pipe | ✔ | OAHU | 3 | 3060 | 100% OA Only |  | Chilled Water | 1 | 21.6 Tons | 21.6333 |  | Hot Water | 1 | 190900.0 BTUs Per Hour |  |  |  | 190900 | [12 empty] | 8A5-BARE | CES - West FCU Floor 1 | CES-AHU-02 | ⬜ | S. L. Canterbury Jr. Engineering & Science Building | 1 | No | CES - West FCU Floor 1
Area 11 S. L. Canterbury Jr. Engineering & Sc: ESI ID # 598559067_964-957-840-0-9 / Meter # 598559067; Area 11 CES S. L. Canterbury Jr. Engineering : Gas Meter # 2001115759, Gas Acct # 9319961 |  |  |  | CES-AHU-03 | 124043 | 4-pipe | ✔ | OAHU | 1.5 | 1225 | 100% OA Only |  | Chilled Water | 1 | 8.7 Tons | 8.6667 |  | Hot Water | 1 | 77200.0 BTUs Per Hour |  |  |  | 77200 | [12 empty] | 8A3-GFGF | CES - East FCUs Floor 2 | CES-AHU-03 | ⬜ | S. L. Canterbury Jr. Engineering & Science Building | 2 | No | CES - East FCUs Floor 2
Area 11 S. L. Canterbury Jr. Engineering & Sc: ESI ID # 598559067_964-957-840-0-9 / Meter # 598559067; Area 11 CES S. L. Canterbury Jr. Engineering : Gas Meter # 2001115759, Gas Acct # 9319961 |  |  |  | CES-FCU-105 | 124048 | 4-pipe | ✔ | SZ |  | 250 | Minimum |  | Chilled Water | 1 | 0.5 Tons | 0.4667 |  | Hot Water | 1 | 10300.0 BTUs Per Hour |  |  |  | 10300 | [12 empty] | 8A3-GCU8 | CES - 105 | CES-FCU-105 | ⬜ | S. L. Canterbury Jr. Engineering & Science Building | 1 | No | CES - 105
Area 11 S. L. Canterbury Jr. Engineering & Sc: ESI ID # 598559067_964-957-840-0-9 / Meter # 598559067; Area 11 CES S. L. Canterbury Jr. Engineering : Gas Meter # 2001115759, Gas Acct # 9319961 |  |  |  | CES-FCU-103 | 124047 | 4-pipe | ✔ | SZ |  | 250 | Minimum |  | Chilled Water | 1 | 0.5 Tons | 0.4667 |  | Hot Water | 1 | 10300.0 BTUs Per Hour |  |  |  | 10300 | [12 empty] | 8A5-BCZW | CES - 103 | CES-FCU-103 | ⬜ | S. L. Canterbury Jr. Engineering & Science Building | 1 | No | CES - 103
Area 11 S. L. Canterbury Jr. Engineering & Sc: ESI ID # 598559067_964-957-840-0-9 / Meter # 598559067; Area 11 CES S. L. Canterbury Jr. Engineering : Gas Meter # 2001115759, Gas Acct # 9319961 |  |  |  | CES-AHU-06 | 124049 | 4-pipe | ✔ | OAHU | 5 | 2760 | 100% OA Only |  | Chilled Water | 1 | 19.1 Tons | 19.0833 |  | Hot Water | 1 | 170000.0 BTUs Per Hour |  |  |  | 170000 | [12 empty] | 7S3-GVBP | CES - West FCUs Floor 3 | CES-AHU-06 | ⬜ | S. L. Canterbury Jr. Engineering & Science Building | 3 | No | CES - West FCUs Floor 3
Area 11 S. L. Canterbury Jr. Engineering & Sc: ESI ID # 598559067_964-957-840-0-9 / Meter # 598559067; Area 11 CES S. L. Canterbury Jr. Engineering : Gas Meter # 2001115759, Gas Acct # 9319961 |  |  |  | CES-FCU-102 | 124046 | 4-pipe | ✔ | SZ |  | 250 | Minimum |  | Chilled Water | 1 | 0.5 Tons | 0.4667 |  | Hot Water | 1 | 10300.0 BTUs Per Hour |  |  |  | 10300 | [12 empty] | 8A3-H6JM | CES - 102 | CES-FCU-102 | ⬜ | S. L. Canterbury Jr. Engineering & Science Building | 1 | No | CES - 102
Area 11 S. L. Canterbury Jr. Engineering & Sc: ESI ID # 598559067_964-957-840-0-9 / Meter # 598559067; Area 11 CES S. L. Canterbury Jr. Engineering : Gas Meter # 2001115759, Gas Acct # 9319961 |  |  |  | CES-FCU-106 | 124053 | 4-pipe | ✔ | SZ |  | 250 | Minimum |  | Chilled Water | 1 | 0.5 Tons | 0.4667 |  | Hot Water | 1 | 10300.0 BTUs Per Hour |  |  |  | 10300 | [12 empty] | 8A3-GDCM | CES - 106 | CES-FCU-106 | ⬜ | S. L. Canterbury Jr. Engineering & Science Building | 1 | No | CES - 106
Area 11 S. L. Canterbury Jr. Engineering & Sc: ESI ID # 598559067_964-957-840-0-9 / Meter # 598559067; Area 11 CES S. L. Canterbury Jr. Engineering : Gas Meter # 2001115759, Gas Acct # 9319961 |  |  |  | CES-AHU-04 | 124044 | 4-pipe | ✔ | OAHU | 5 | 2410 | 100% OA Only |  | Chilled Water | 1 | 16.8 Tons | 16.7917 |  | Hot Water | 1 | 151800.0 BTUs Per Hour |  |  |  | 151800 | [12 empty] | 8A3-GCVW | CES - West FCUs Floor 2 | CES-AHU-04 | ⬜ | S. L. Canterbury Jr. Engineering & Science Building | 2 | No | CES - West FCUs Floor 2
Area 11 S. L. Canterbury Jr. Engineering & Sc: ESI ID # 598559067_964-957-840-0-9 / Meter # 598559067; Area 11 CES S. L. Canterbury Jr. Engineering : Gas Meter # 2001115759, Gas Acct # 9319961 |  |  |  | CES-FCU-107 | 124054 | 4-pipe | ✔ | SZ |  | 250 | Minimum |  | Chilled Water | 1 | 0.5 Tons | 0.4667 |  | Hot Water | 1 | 10300.0 BTUs Per Hour |  |  |  | 10300 | [12 empty] | 8A3-GFZT | CES - 107 | CES-FCU-107 | ⬜ | S. L. Canterbury Jr. Engineering & Science Building | 1 | No | CES - 107
Area 11 S. L. Canterbury Jr. Engineering & Sc: ESI ID # 598559067_964-957-840-0-9 / Meter # 598559067; Area 11 CES S. L. Canterbury Jr. Engineering : Gas Meter # 2001115759, Gas Acct # 9319961 |  |  |  | CES-FCU-110 | 124055 | 4-pipe | ✔ | SZ |  | 250 | Minimum |  | Chilled Water | 1 | 0.5 Tons | 0.4667 |  | Hot Water | 1 | 10300.0 BTUs Per Hour |  |  |  | 10300 | [12 empty] | 8A3-GAFM | CES - 110 | CES-FCU-110 | ⬜ | S. L. Canterbury Jr. Engineering & Science Building | 1 | No | CES - 110
Area 11 S. L. Canterbury Jr. Engineering & Sc: ESI ID # 598559067_964-957-840-0-9 / Meter # 598559067; Area 11 CES S. L. Canterbury Jr. Engineering : Gas Meter # 2001115759, Gas Acct # 9319961 |  |  |  | CES-FCU-128 | 124059 | 4-pipe | ✔ | SZ |  | 1225 | Minimum |  | Chilled Water | 1 | 2.8 Tons | 2.825 |  | Hot Water | 1 | 47400.0 BTUs Per Hour |  |  |  | 47400 | [12 empty] | 8A3-HCJF | CES - 128 | CES-FCU-128 | ⬜ | S. L. Canterbury Jr. Engineering & Science Building | 1 | No | CES - 128
Area 11 S. L. Canterbury Jr. Engineering & Sc: ESI ID # 598559067_964-957-840-0-9 / Meter # 598559067; Area 11 CES S. L. Canterbury Jr. Engineering : Gas Meter # 2001115759, Gas Acct # 9319961 |  |  |  | CES-FCU-RR | 124058 | 4-pipe | ✔ | SZ |  | 1200 | Minimum |  | Chilled Water | 1 | 2.5 Tons | 2.5333 |  | Hot Water | 1 | 48000.0 BTUs Per Hour |  |  |  | 48000 | [12 empty] | 8A3-GA1V | CES - RRs Floor 1-3 | CES-FCU-RR | ⬜ | S. L. Canterbury Jr. Engineering & Science Building | 1_2_3 | No | CES - RRs Floor 1-3
Area 11 S. L. Canterbury Jr. Engineering & Sc: ESI ID # 598559067_964-957-840-0-9 / Meter # 598559067; Area 11 CES S. L. Canterbury Jr. Engineering : Gas Meter # 2001115759, Gas Acct # 9319961 |  |  |  | CES-FCU-117 | 124060 | 4-pipe | ✔ | SZ |  | 1225 | Minimum |  | Chilled Water | 1 | 2.8 Tons | 2.825 |  | Hot Water | 1 | 47400.0 BTUs Per Hour |  |  |  | 47400 | [12 empty] | 8A3-GPM6 | CES - 117 | CES-FCU-117 | ⬜ | S. L. Canterbury Jr. Engineering & Science Building | 1 | No | CES - 117
Area 11 S. L. Canterbury Jr. Engineering & Sc: ESI ID # 598559067_964-957-840-0-9 / Meter # 598559067; Area 11 CES S. L. Canterbury Jr. Engineering : Gas Meter # 2001115759, Gas Acct # 9319961 |  |  |  | CES-FCU-120 | 124061 | 4-pipe | ✔ | SZ |  | 1050 | Minimum |  | Chilled Water | 1 | 1.9 Tons | 1.925 |  | Hot Water | 1 | 40500.0 BTUs Per Hour |  |  |  | 40500 | [12 empty] | 8A3-GMV3 | CES - 120 | CES-FCU-120 | ⬜ | S. L. Canterbury Jr. Engineering & Science Building | 1 | No | CES - 120
Area 11 S. L. Canterbury Jr. Engineering & Sc: ESI ID # 598559067_964-957-840-0-9 / Meter # 598559067; Area 11 CES S. L. Canterbury Jr. Engineering : Gas Meter # 2001115759, Gas Acct # 9319961 |  |  |  | CES-FCU-121 | 124063 | 4-pipe | ✔ | SZ |  | 1225 | Minimum |  | Chilled Water | 1 | 2.8 Tons | 2.825 |  | Hot Water | 1 | 47400.0 BTUs Per Hour |  |  |  | 47400 | [12 empty] | 8A3-G3MN | CES - 121 | CES-FCU-121 | ⬜ | S. L. Canterbury Jr. Engineering & Science Building | 1 | No | CES - 121
Area 11 S. L. Canterbury Jr. Engineering & Sc: ESI ID # 598559067_964-957-840-0-9 / Meter # 598559067; Area 11 CES S. L. Canterbury Jr. Engineering : Gas Meter # 2001115759, Gas Acct # 9319961 |  |  |  | CES-RTU-01 | 124045 | 4-pipe | ✔ | OAHU | 3 | 1525 | 100% OA Only |  | Chilled Water | 1 | 13.4 Tons | 13.4 |  | Hot Water | 1 | 127800.0 BTUs Per Hour |  |  |  | 127800 | [12 empty] | 8A5-BA56 | CES - North FCUs all Floors | CES-RTU-01 | ⬜ | S. L. Canterbury Jr. Engineering & Science Building | 1_2_3 | No | CES - North FCUs all Floors
Area 11 S. L. Canterbury Jr. Engineering & Sc: ESI ID # 598559067_964-957-840-0-9 / Meter # 598559067; Area 11 CES S. L. Canterbury Jr. Engineering : Gas Meter # 2001115759, Gas Acct # 9319961 |  |  |  | CES-FCU-101 | 124050 | 4-pipe | ✔ | SZ |  | 250 | Minimum |  | Chilled Water | 1 | 0.5 Tons | 0.4667 |  | Hot Water | 1 | 10300.0 BTUs Per Hour |  |  |  | 10300 | [12 empty] | 8A3-GC82 | CES - 101 | CES-FCU-101 | ⬜ | S. L. Canterbury Jr. Engineering & Science Building | 1 | No | CES - 101
Area 11 S. L. Canterbury Jr. Engineering & Sc: ESI ID # 598559067_964-957-840-0-9 / Meter # 598559067; Area 11 CES S. L. Canterbury Jr. Engineering : Gas Meter # 2001115759, Gas Acct # 9319961 |  |  |  | CES-FCU-108 | 124056 | 4-pipe | ✔ | SZ |  | 250 | Minimum |  | Chilled Water | 1 | 0.5 Tons | 0.4667 |  | Hot Water | 1 | 10300.0 BTUs Per Hour |  |  |  | 10300 | [12 empty] | 8A3-GEU7 | CES - 108 | CES-FCU-108 | ⬜ | S. L. Canterbury Jr. Engineering & Science Building | 1 | No | CES - 108
Area 11 S. L. Canterbury Jr. Engineering & Sc: ESI ID # 598559067_964-957-840-0-9 / Meter # 598559067; Area 11 CES S. L. Canterbury Jr. Engineering : Gas Meter # 2001115759, Gas Acct # 9319961 |  |  |  | CES-FCU-125 | 124064 | 4-pipe | ✔ | SZ |  | 1440 | Minimum |  | Chilled Water | 1 | 3.5 Tons | 3.4583 |  | Hot Water | 1 | 48000.0 BTUs Per Hour |  |  |  | 48000 | [12 empty] | 8A3-HARA | CES - 125 | CES-FCU-125 | ⬜ | S. L. Canterbury Jr. Engineering & Science Building | 1 | No | CES - 125
Area 11 S. L. Canterbury Jr. Engineering & Sc: ESI ID # 598559067_964-957-840-0-9 / Meter # 598559067; Area 11 CES S. L. Canterbury Jr. Engineering : Gas Meter # 2001115759, Gas Acct # 9319961 |  |  |  | CES-AHU-05 | 124052 | 4-pipe | ✔ | OAHU | 1 | 940 | 100% OA Only |  | Chilled Water | 1 | 6.7 Tons | 6.6667 |  | Hot Water | 1 | 63500.0 BTUs Per Hour |  |  |  | 63500 | [12 empty] | 7S3-GZ52 | CES - East FCUs Floor 3 | CES-AHU-05 | ⬜ | S. L. Canterbury Jr. Engineering & Science Building | 3 | No | CES - East FCUs Floor 3
Area 11 S. L. Canterbury Jr. Engineering & Sc: ESI ID # 598559067_964-957-840-0-9 / Meter # 598559067; Area 11 CES S. L. Canterbury Jr. Engineering : Gas Meter # 2001115759, Gas Acct # 9319961 |  |  |  | CES-FCU-1H01 | 124062 | 4-pipe | ✔ | SZ |  | 475 | Minimum |  | Chilled Water | 1 | 1.0 Tons | 1.0333 |  | Hot Water | 1 | 16000.0 BTUs Per Hour |  |  |  | 16000 | [12 empty] | 8A3-GEKD | CES - Hallway by 125 | CES-FCU-1H01 | ⬜ | S. L. Canterbury Jr. Engineering & Science Building | 1 | No | CES - Hallway by 125
Area 11 S. L. Canterbury Jr. Engineering & Sc: ESI ID # 598559067_964-957-840-0-9 / Meter # 598559067; Area 11 CES S. L. Canterbury Jr. Engineering : Gas Meter # 2001115759, Gas Acct # 9319961 |  |  |  | CES-FCU-104 | 124051 | 4-pipe | ✔ | SZ |  | 250 | Minimum |  | Chilled Water | 1 | 0.5 Tons | 0.4667 |  | Hot Water | 1 | 10300.0 BTUs Per Hour |  |  |  | 10300 | [12 empty] | 8A3-GDFJ | CES - 104 | CES-FCU-104 | ⬜ | S. L. Canterbury Jr. Engineering & Science Building | 1 | No | CES - 104
Area 11 S. L. Canterbury Jr. Engineering & Sc: ESI ID # 598559067_964-957-840-0-9 / Meter # 598559067; Area 11 CES S. L. Canterbury Jr. Engineering : Gas Meter # 2001115759, Gas Acct # 9319961 |  |  |  | CES-FCU-109 | 124057 | 4-pipe | ✔ | SZ |  | 250 | Minimum |  | Chilled Water | 1 | 0.5 Tons | 0.4667 |  | Hot Water | 1 | 10300.0 BTUs Per Hour |  |  |  | 10300 | [12 empty] | 8A3-GFAM | CES - 109 | CES-FCU-109 | ⬜ | S. L. Canterbury Jr. Engineering & Science Building | 1 | No | CES - 109
Area 11 S. L. Canterbury Jr. Engineering & Sc: ESI ID # 598559067_964-957-840-0-9 / Meter # 598559067; Area 11 CES S. L. Canterbury Jr. Engineering : Gas Meter # 2001115759, Gas Acct # 9319961 |  |  |  | CES-FCU-136 | 124066 | 2-pipe | ✔ | SZ |  | 925 | None |  | Chilled Water | 1 | 1.8 Tons | 1.75 |  | Hot Water | 1 | 39000.0 BTUs Per Hour |  |  |  | 39000 | [12 empty] | 8A3-GDQZ | CES - 136_Hallway | CES-FCU-136 | ⬜ | S. L. Canterbury Jr. Engineering & Science Building | 1 | No | CES - 136_Hallway
Area 11 S. L. Canterbury Jr. Engineering & Sc: ESI ID # 598559067_964-957-840-0-9 / Meter # 598559067; Area 11 CES S. L. Canterbury Jr. Engineering : Gas Meter # 2001115759, Gas Acct # 9319961 |  |  |  | CES-FCU-131 | 124067 | 4-pipe | ✔ | SZ |  | 475 | Minimum |  | Chilled Water | 1 | 1.0 Tons | 1.0333 |  | Hot Water | 1 | 16000.0 BTUs Per Hour |  |  |  | 16000 | [12 empty] | 8A3-GBKG | CES - 131 | CES-FCU-131 | ⬜ | S. L. Canterbury Jr. Engineering & Science Building | 1 | No | CES - 131
Area 11 S. L. Canterbury Jr. Engineering & Sc: ESI ID # 598559067_964-957-840-0-9 / Meter # 598559067; Area 11 CES S. L. Canterbury Jr. Engineering : Gas Meter # 2001115759, Gas Acct # 9319961 |  |  |  | CES-FCU-1H03 | 124068 | 4-pipe | ✔ | SZ |  | 250 | Minimum |  | Chilled Water | 1 | 0.5 Tons | 0.4667 |  | Hot Water | 1 | 10300.0 BTUs Per Hour |  |  |  | 10300 | [12 empty] | 8A3-GFEH | CES - Hallway by 127 | CES-FCU-1H03 | ⬜ | S. L. Canterbury Jr. Engineering & Science Building | 1 | No | CES - Hallway by 127
Area 11 S. L. Canterbury Jr. Engineering & Sc: ESI ID # 598559067_964-957-840-0-9 / Meter # 598559067; Area 11 CES S. L. Canterbury Jr. Engineering : Gas Meter # 2001115759, Gas Acct # 9319961 |  |  |  | CES-FCU-127 | 124069 | 4-pipe | ✔ | SZ |  | 1225 | Minimum |  | Chilled Water | 1 | 2.8 Tons | 2.825 |  | Hot Water | 1 | 47400.0 BTUs Per Hour |  |  |  | 47400 | [12 empty] | 8A3-H9W8 | CES - 127 | CES-FCU-127 | ⬜ | S. L. Canterbury Jr. Engineering & Science Building | 1 | No | CES - 127
Area 11 S. L. Canterbury Jr. Engineering & Sc: ESI ID # 598559067_964-957-840-0-9 / Meter # 598559067; Area 11 CES S. L. Canterbury Jr. Engineering : Gas Meter # 2001115759, Gas Acct # 9319961 |  |  |  | CES-FCU-138 | 124070 | 2-pipe | ✔ | SZ |  | 1050 | None |  | Chilled Water | 1 | 1.9 Tons | 1.925 |  | Hot Water | 1 | 40500.0 BTUs Per Hour |  |  |  | 40500 | [12 empty] | 8A3-GE5R | CES - 138 | CES-FCU-138 | ⬜ | S. L. Canterbury Jr. Engineering & Science Building | 1 | No | CES - 138
Area 11 S. L. Canterbury Jr. Engineering & Sc: ESI ID # 598559067_964-957-840-0-9 / Meter # 598559067; Area 11 CES S. L. Canterbury Jr. Engineering : Gas Meter # 2001115759, Gas Acct # 9319961 |  |  |  | CES-FCU-1H02 | 124071 | 4-pipe | ✔ | SZ |  | 700 | Minimum |  | Chilled Water | 1 | 17.5 Tons | 17.5 |  | Hot Water | 1 | 29500.0 BTUs Per Hour |  |  |  | 29500 | [12 empty] | 8A3-H57U | CES - Hallway by 131 | CES-FCU-1H02 | ⬜ | S. L. Canterbury Jr. Engineering & Science Building | 1 | No | CES - Hallway by 131
Area 11 S. L. Canterbury Jr. Engineering & Sc: ESI ID # 598559067_964-957-840-0-9 / Meter # 598559067; Area 11 CES S. L. Canterbury Jr. Engineering : Gas Meter # 2001115759, Gas Acct # 9319961 |  |  |  | CES-FCU-2H04 | 124074 | 4-pipe | ✔ | SZ |  | 440 | Minimum |  | Chilled Water | 1 | 1.0 Tons | 0.9833 |  | Hot Water | 1 | 17000.0 BTUs Per Hour |  |  |  | 17000 | [12 empty] | 8A3-HD81 | CES - RRs Floor 2 Hall | CES-FCU-2H04 | ⬜ | S. L. Canterbury Jr. Engineering & Science Building | 2 | No | CES - RRs Floor 2 Hall
Area 11 S. L. Canterbury Jr. Engineering & Sc: ESI ID # 598559067_964-957-840-0-9 / Meter # 598559067; Area 11 CES S. L. Canterbury Jr. Engineering : Gas Meter # 2001115759, Gas Acct # 9319961 |  |  |  | CES-FCU-139 | 124073 | 4-pipe | ✔ | SZ |  | 1225 | Minimum |  | Chilled Water | 1 | 2.8 Tons | 2.825 |  | Hot Water | 1 | 47400.0 BTUs Per Hour |  |  |  | 47400 | [12 empty] | 8A3-H97S | CES - 139 | CES-FCU-139 | ⬜ | S. L. Canterbury Jr. Engineering & Science Building | 1 | No | CES - 139
Area 11 S. L. Canterbury Jr. Engineering & Sc: ESI ID # 598559067_964-957-840-0-9 / Meter # 598559067; Area 11 CES S. L. Canterbury Jr. Engineering : Gas Meter # 2001115759, Gas Acct # 9319961 |  |  |  | CES-FCU-201 | 124075 | 4-pipe | ✔ | SZ |  | 700 | Minimum |  | Chilled Water | 1 | 17.5 Tons | 17.5 |  | Hot Water | 1 | 29500.0 BTUs Per Hour |  |  |  | 29500 | [12 empty] | 8A3-F9C2 | CES - 201 | CES-FCU-201 | ⬜ | S. L. Canterbury Jr. Engineering & Science Building | 2 | No | CES - 201
Area 11 S. L. Canterbury Jr. Engineering & Sc: ESI ID # 598559067_964-957-840-0-9 / Meter # 598559067; Area 11 CES S. L. Canterbury Jr. Engineering : Gas Meter # 2001115759, Gas Acct # 9319961 |  |  |  | CES-FCU-203 | 124076 | 4-pipe | ✔ | SZ |  | 800 | Minimum |  | Chilled Water | 1 | 1.6 Tons | 1.6333 |  | Hot Water | 1 | 30400.0 BTUs Per Hour |  |  |  | 30400 | [12 empty] | 8A3-HDXU | CES - 203_Hallway | CES-FCU-203 | ⬜ | S. L. Canterbury Jr. Engineering & Science Building | 2 | No | CES - 203_Hallway
Area 11 S. L. Canterbury Jr. Engineering & Sc: ESI ID # 598559067_964-957-840-0-9 / Meter # 598559067; Area 11 CES S. L. Canterbury Jr. Engineering : Gas Meter # 2001115759, Gas Acct # 9319961 |  |  |  | CES-FCU-206 | 124077 | 4-pipe | ✔ | SZ |  | 800 | Minimum |  | Chilled Water | 1 | 1.6 Tons | 1.6333 |  | Hot Water | 1 | 30400.0 BTUs Per Hour |  |  |  | 30400 | [12 empty] | 8A3-GDPA | CES - 206_Hallway | CES-FCU-206 | ⬜ | S. L. Canterbury Jr. Engineering & Science Building | 2 | No | CES - 206_Hallway
Area 11 S. L. Canterbury Jr. Engineering & Sc: ESI ID # 598559067_964-957-840-0-9 / Meter # 598559067; Area 11 CES S. L. Canterbury Jr. Engineering : Gas Meter # 2001115759, Gas Acct # 9319961 |  |  |  | CES-FCU-207 | 124078 | 4-pipe | ✔ | SZ |  | 325 | Minimum |  | Chilled Water | 1 | 0.8 Tons | 0.8 |  | Hot Water | 1 | 14900.0 BTUs Per Hour |  |  |  | 14900 | [12 empty] | 8A3-FCWW | CES - 207 | CES-FCU-207 | ⬜ | S. L. Canterbury Jr. Engineering & Science Building | 2 | No | CES - 207
Area 11 S. L. Canterbury Jr. Engineering & Sc: ESI ID # 598559067_964-957-840-0-9 / Meter # 598559067; Area 11 CES S. L. Canterbury Jr. Engineering : Gas Meter # 2001115759, Gas Acct # 9319961 |  |  |  | CES-FCU-208 | 124080 | 4-pipe | ✔ | SZ |  | 300 | Minimum |  | Chilled Water | 1 | 0.6 Tons | 0.6083 |  | Hot Water | 1 | 12000.0 BTUs Per Hour |  |  |  | 12000 | [12 empty] | 8A5-BCEP | CES - 208 | CES-FCU-208 | ⬜ | S. L. Canterbury Jr. Engineering & Science Building | 2 | No | CES - 208
Area 11 S. L. Canterbury Jr. Engineering & Sc: ESI ID # 598559067_964-957-840-0-9 / Meter # 598559067; Area 11 CES S. L. Canterbury Jr. Engineering : Gas Meter # 2001115759, Gas Acct # 9319961 |  |  |  | CES-FCU-209 | 124079 | 2-pipe | ✔ | SZ |  | 300 | None |  | Chilled Water | 1 | 0.6 Tons | 0.6083 |  | Hot Water | 1 | 12000.0 BTUs Per Hour |  |  |  | 12000 | [12 empty] | 8A3-GE3S | CES - 209 | CES-FCU-209 | ⬜ | S. L. Canterbury Jr. Engineering & Science Building | 2 | No | CES - 209
Area 11 S. L. Canterbury Jr. Engineering & Sc: ESI ID # 598559067_964-957-840-0-9 / Meter # 598559067; Area 11 CES S. L. Canterbury Jr. Engineering : Gas Meter # 2001115759, Gas Acct # 9319961 |  |  |  | CES-FCU-216 | 124081 | 4-pipe | ✔ | SZ |  | 1050 | Minimum |  | Chilled Water | 1 | 1.9 Tons | 1.925 |  | Hot Water | 1 | 40500.0 BTUs Per Hour |  |  |  | 40500 | [12 empty] | 8A3-HESW | CES - 216 | CES-FCU-216 | ⬜ | S. L. Canterbury Jr. Engineering & Science Building | 2 | No | CES - 216
Area 11 S. L. Canterbury Jr. Engineering & Sc: ESI ID # 598559067_964-957-840-0-9 / Meter # 598559067; Area 11 CES S. L. Canterbury Jr. Engineering : Gas Meter # 2001115759, Gas Acct # 9319961 |  |  |  | CES-FCU-217 | 124082 | 2-pipe | ✔ | SZ |  | 1050 | None |  | Chilled Water | 1 | 1.9 Tons | 1.925 |  | Hot Water | 1 | 40500.0 BTUs Per Hour |  |  |  | 40500 | [12 empty] | 8A3-GD72 | CES - 217 | CES-FCU-217 | ⬜ | S. L. Canterbury Jr. Engineering & Science Building | 2 | No | CES - 217
Area 11 S. L. Canterbury Jr. Engineering & Sc: ESI ID # 598559067_964-957-840-0-9 / Meter # 598559067; Area 11 CES S. L. Canterbury Jr. Engineering : Gas Meter # 2001115759, Gas Acct # 9319961 |  |  |  | CES-FCU-221 | 124085 | 4-pipe | ✔ | SZ |  | 550 | Minimum |  | Chilled Water | 1 | 1.4 Tons | 1.4 |  | Hot Water | 1 | 20000.0 BTUs Per Hour |  |  |  | 20000 | [12 empty] | 8A3-FER9 | CES - 221 | CES-FCU-221 | ⬜ | S. L. Canterbury Jr. Engineering & Science Building | 2 | No | CES - 221
Area 11 S. L. Canterbury Jr. Engineering & Sc: ESI ID # 598559067_964-957-840-0-9 / Meter # 598559067; Area 11 CES S. L. Canterbury Jr. Engineering : Gas Meter # 2001115759, Gas Acct # 9319961 |  |  |  | CES-FCU-222 | 124086 | 4-pipe | ✔ | SZ |  | 200 | Minimum |  | Chilled Water | 1 | 0.3 Tons | 0.3333 |  | Hot Water | 1 | 6200.0 BTUs Per Hour |  |  |  | 6200 | [12 empty] | 8A3-H5LL | CES - 222 | CES-FCU-222 | ⬜ | S. L. Canterbury Jr. Engineering & Science Building | 2 | No | CES - 222
Area 11 S. L. Canterbury Jr. Engineering & Sc: ESI ID # 598559067_964-957-840-0-9 / Meter # 598559067; Area 11 CES S. L. Canterbury Jr. Engineering : Gas Meter # 2001115759, Gas Acct # 9319961 |  |  |  | CES-FCU-223 | 124087 | 4-pipe | ✔ | SZ |  | 200 | Minimum |  | Chilled Water | 1 | 0.3 Tons | 0.3333 |  | Hot Water | 1 | 6200.0 BTUs Per Hour |  |  |  | 6200 | [12 empty] | 8A3-FEBN | CES - 223 | CES-FCU-223 | ⬜ | S. L. Canterbury Jr. Engineering & Science Building | 2 | No | CES - 223
Area 11 S. L. Canterbury Jr. Engineering & Sc: ESI ID # 598559067_964-957-840-0-9 / Meter # 598559067; Area 11 CES S. L. Canterbury Jr. Engineering : Gas Meter # 2001115759, Gas Acct # 9319961 |  |  |  | CES-FCU-228 | 124089 | 4-pipe | ✔ | SZ |  | 1440 | Minimum |  | Chilled Water | 1 | 3.5 Tons | 3.4583 |  | Hot Water | 1 | 48000.0 BTUs Per Hour |  |  |  | 48000 | [12 empty] | 8A3-H9C1 | CES - 288 | CES-FCU-228 | ⬜ | S. L. Canterbury Jr. Engineering & Science Building | 2 | No | CES - 288
Area 11 S. L. Canterbury Jr. Engineering & Sc: ESI ID # 598559067_964-957-840-0-9 / Meter # 598559067; Area 11 CES S. L. Canterbury Jr. Engineering : Gas Meter # 2001115759, Gas Acct # 9319961 |  |  |  | CES-FCU-2H01 | 124088 | 4-pipe | ✔ | SZ |  | 550 | Minimum |  | Chilled Water | 1 | 1.4 Tons | 1.4 |  | Hot Water | 1 | 20000.0 BTUs Per Hour |  |  |  | 20000 | [12 empty] | 8A3-FDRZ | CES - Hallway by 228 | CES-FCU-2H01 | ⬜ | S. L. Canterbury Jr. Engineering & Science Building | 2 | No | CES - Hallway by 228
Area 11 S. L. Canterbury Jr. Engineering & Sc: ESI ID # 598559067_964-957-840-0-9 / Meter # 598559067; Area 11 CES S. L. Canterbury Jr. Engineering : Gas Meter # 2001115759, Gas Acct # 9319961 |  |  |  | CES-FCU-2S01 | 124090 | 4-pipe | ✔ | SZ |  | 200 | Minimum |  | Chilled Water | 1 | 0.3 Tons | 0.3333 |  | Hot Water | 1 | 6200.0 BTUs Per Hour |  |  |  | 6200 | [12 empty] | 8A3-FEV7 | CES - South Stairs Fl2 | CES-FCU-2S01 | ⬜ | S. L. Canterbury Jr. Engineering & Science Building | 2 | No | CES - South Stairs Fl2
Area 11 S. L. Canterbury Jr. Engineering & Sc: ESI ID # 598559067_964-957-840-0-9 / Meter # 598559067; Area 11 CES S. L. Canterbury Jr. Engineering : Gas Meter # 2001115759, Gas Acct # 9319961 |  |  |  | CES-FCU-2H03 | 124092 | 4-pipe | ✔ | SZ |  | 700 | Minimum |  | Chilled Water | 1 | 17.5 Tons | 17.5 |  | Hot Water | 1 | 29500.0 BTUs Per Hour |  |  |  | 29500 | [12 empty] | 8A3-HER8 | CES - Hallway by 217 | CES-FCU-2H03 | ⬜ | S. L. Canterbury Jr. Engineering & Science Building | 2 | No | CES - Hallway by 217
Area 11 S. L. Canterbury Jr. Engineering & Sc: ESI ID # 598559067_964-957-840-0-9 / Meter # 598559067; Area 11 CES S. L. Canterbury Jr. Engineering : Gas Meter # 2001115759, Gas Acct # 9319961 |  |  |  | CES-FCU-230 | 124091 | 4-pipe | ✔ | SZ |  | 1060 | Minimum |  | Chilled Water | 1 | 2.2 Tons | 2.175 |  | Hot Water | 1 | 42600.0 BTUs Per Hour |  |  |  | 42600 | [12 empty] | 8A3-HEJD | CES - 230 | CES-FCU-230 | ⬜ | S. L. Canterbury Jr. Engineering & Science Building | 2 | No | CES - 230
Area 11 S. L. Canterbury Jr. Engineering & Sc: ESI ID # 598559067_964-957-840-0-9 / Meter # 598559067; Area 11 CES S. L. Canterbury Jr. Engineering : Gas Meter # 2001115759, Gas Acct # 9319961 |  |  |  | CES-FCU-2S02 | 124093 | 4-pipe | ✔ | SZ |  | 200 | Minimum |  | Chilled Water | 1 | 0.3 Tons | 0.3333 |  | Hot Water | 1 | 6200.0 BTUs Per Hour |  |  |  | 6200 | [12 empty] | 8A3-HCT8 | CES - North Stairs Fl2 | CES-FCU-2S02 | ⬜ | S. L. Canterbury Jr. Engineering & Science Building | 2 | No | CES - North Stairs Fl2
Area 11 S. L. Canterbury Jr. Engineering & Sc: ESI ID # 598559067_964-957-840-0-9 / Meter # 598559067; Area 11 CES S. L. Canterbury Jr. Engineering : Gas Meter # 2001115759, Gas Acct # 9319961 |  |  |  | CES-FCU-233 | 124095 | 4-pipe | ✔ | SZ |  | 1050 | Minimum |  | Chilled Water | 1 | 1.9 Tons | 1.925 |  | Hot Water | 1 | 40500.0 BTUs Per Hour |  |  |  | 40500 | [12 empty] | 8A3-HC4S | CES - 233 | CES-FCU-233 | ⬜ | S. L. Canterbury Jr. Engineering & Science Building | 2 | No | CES - 233
Area 11 S. L. Canterbury Jr. Engineering & Sc: ESI ID # 598559067_964-957-840-0-9 / Meter # 598559067; Area 11 CES S. L. Canterbury Jr. Engineering : Gas Meter # 2001115759, Gas Acct # 9319961 |  |  |  | CES-FCU-232 | 124094 | 4-pipe | ✔ | SZ |  | 1050 | Minimum |  | Chilled Water | 1 | 1.9 Tons | 1.925 |  | Hot Water | 1 | 40500.0 BTUs Per Hour |  |  |  | 40500 | [12 empty] | 8A3-FCCP | CES - 232 | CES-FCU-232 | ⬜ | S. L. Canterbury Jr. Engineering & Science Building | 2 | No | CES - 232
Area 11 S. L. Canterbury Jr. Engineering & Sc: ESI ID # 598559067_964-957-840-0-9 / Meter # 598559067; Area 11 CES S. L. Canterbury Jr. Engineering : Gas Meter # 2001115759, Gas Acct # 9319961 |  |  |  | CES-FCU-2H02 | 124096 | 4-pipe | ✔ | SZ |  | 475 | Minimum |  | Chilled Water | 1 | 1.0 Tons | 1.0333 |  | Hot Water | 1 | 16000.0 BTUs Per Hour |  |  |  | 16000 | [12 empty] | 8A3-HE33 | CES - Hallway by 235 | CES-FCU-2H02 | ⬜ | S. L. Canterbury Jr. Engineering & Science Building | 2 | No | CES - Hallway by 235
Area 11 S. L. Canterbury Jr. Engineering & Sc: ESI ID # 598559067_964-957-840-0-9 / Meter # 598559067; Area 11 CES S. L. Canterbury Jr. Engineering : Gas Meter # 2001115759, Gas Acct # 9319961 |  |  |  | CES-FCU-237 | 124099 | 4-pipe | ✔ | SZ |  | 1225 | Minimum |  | Chilled Water | 1 | 2.8 Tons | 2.825 |  | Hot Water | 1 | 47400.0 BTUs Per Hour |  |  |  | 47400 | [12 empty] | 8A3-HD62 | CES - 237 | CES-FCU-237 | ⬜ | S. L. Canterbury Jr. Engineering & Science Building | 2 | No | CES - 237
Area 11 S. L. Canterbury Jr. Engineering & Sc: ESI ID # 598559067_964-957-840-0-9 / Meter # 598559067; Area 11 CES S. L. Canterbury Jr. Engineering : Gas Meter # 2001115759, Gas Acct # 9319961 |  |  |  | CES-FCU-235 | 124097 | 4-pipe | ✔ | SZ |  | 475 | Minimum |  | Chilled Water | 1 | 1.0 Tons | 1.0333 |  | Hot Water | 1 | 16000.0 BTUs Per Hour |  |  |  | 16000 | [12 empty] | 8A3-GB2U | CES - 235 | CES-FCU-235 | ⬜ | S. L. Canterbury Jr. Engineering & Science Building | 2 | Yes | CES - 235
Area 11 S. L. Canterbury Jr. Engineering & Sc: ESI ID # 598559067_964-957-840-0-9 / Meter # 598559067; Area 11 CES S. L. Canterbury Jr. Engineering : Gas Meter # 2001115759, Gas Acct # 9319961 |  |  |  | CES-FCU-244 | 124098 | 4-pipe | ✔ | SZ |  | 1050 | Minimum |  | Chilled Water | 1 | 1.9 Tons | 1.925 |  | Hot Water | 1 | 40500.0 BTUs Per Hour |  |  |  | 40500 | [12 empty] | 8A3-FWR1 | CES - 244 | CES-FCU-244 | ⬜ | S. L. Canterbury Jr. Engineering & Science Building | 2 | No | CES - 244
Area 11 S. L. Canterbury Jr. Engineering & Sc: ESI ID # 598559067_964-957-840-0-9 / Meter # 598559067; Area 11 CES S. L. Canterbury Jr. Engineering : Gas Meter # 2001115759, Gas Acct # 9319961 |  |  |  | CES-FCU-238 | 124100 | 4-pipe | ✔ | SZ |  | 1225 | Minimum |  | Chilled Water | 1 | 2.8 Tons | 2.825 |  | Hot Water | 1 | 47400.0 BTUs Per Hour |  |  |  | 47400 | [12 empty] | 8A3-HB1U | CES - 238 | CES-FCU-238 | ⬜ | S. L. Canterbury Jr. Engineering & Science Building | 2 | No | CES - 238
Area 11 S. L. Canterbury Jr. Engineering & Sc: ESI ID # 598559067_964-957-840-0-9 / Meter # 598559067; Area 11 CES S. L. Canterbury Jr. Engineering : Gas Meter # 2001115759, Gas Acct # 9319961 |  |  |  | CES-FCU-239 | 124101 | 4-pipe | ✔ | SZ |  | 700 | Minimum |  | Chilled Water | 1 | 17.5 Tons | 17.5 |  | Hot Water | 1 | 29500.0 BTUs Per Hour |  |  |  | 29500 | [12 empty] | 8A3-FDBP | CES - 239_Hallway | CES-FCU-239 | ⬜ | S. L. Canterbury Jr. Engineering & Science Building | 2 | No | CES - 239_Hallway
Area 11 S. L. Canterbury Jr. Engineering & Sc: ESI ID # 598559067_964-957-840-0-9 / Meter # 598559067; Area 11 CES S. L. Canterbury Jr. Engineering : Gas Meter # 2001115759, Gas Acct # 9319961 |  |  |  | CES-FCU-241 | 124103 | 4-pipe | ✔ | SZ |  | 1060 | Minimum |  | Chilled Water | 1 | 2.2 Tons | 2.175 |  | Hot Water | 1 | 42600.0 BTUs Per Hour |  |  |  | 42600 | [12 empty] | 8A5-BD5T | CES - 241 | CES-FCU-241 | ⬜ | S. L. Canterbury Jr. Engineering & Science Building | 2 | No | CES - 241
Area 11 S. L. Canterbury Jr. Engineering & Sc: ESI ID # 598559067_964-957-840-0-9 / Meter # 598559067; Area 11 CES S. L. Canterbury Jr. Engineering : Gas Meter # 2001115759, Gas Acct # 9319961 |  |  |  | CES-FCU-240 | 124102 | 2-pipe | ✔ | SZ |  | 325 | None |  | Chilled Water | 1 | 0.8 Tons | 0.8 |  | Hot Water | 1 | 14900.0 BTUs Per Hour |  |  |  | 14900 | [12 empty] | 8A3-GAA2 | CES - 240 | CES-FCU-240 | ⬜ | S. L. Canterbury Jr. Engineering & Science Building | 2 | No | CES - 240
Area 11 S. L. Canterbury Jr. Engineering & Sc: ESI ID # 598559067_964-957-840-0-9 / Meter # 598559067; Area 11 CES S. L. Canterbury Jr. Engineering : Gas Meter # 2001115759, Gas Acct # 9319961 |  |  |  | CES-FCU-242 | 124104 | 4-pipe | ✔ | SZ |  | 1225 | Minimum |  | Chilled Water | 1 | 2.8 Tons | 2.825 |  | Hot Water | 1 | 47400.0 BTUs Per Hour |  |  |  | 47400 | [12 empty] | 8A3-G2BU | CES - 242 | CES-FCU-242 | ⬜ | S. L. Canterbury Jr. Engineering & Science Building | 2 | No | CES - 242
Area 11 S. L. Canterbury Jr. Engineering & Sc: ESI ID # 598559067_964-957-840-0-9 / Meter # 598559067; Area 11 CES S. L. Canterbury Jr. Engineering : Gas Meter # 2001115759, Gas Acct # 9319961 |  |  |  | CES-FCU-3H04 | 124105 | 4-pipe | ✔ | SZ |  | 440 | Minimum |  | Chilled Water | 1 | 1.0 Tons | 0.9833 |  | Hot Water | 1 | 17000.0 BTUs Per Hour |  |  |  | 17000 | [12 empty] | 8A3-HCKE | CES - Fl 3RR Hall | CES-FCU-3H04 | ⬜ | S. L. Canterbury Jr. Engineering & Science Building | 3 | No | CES - Fl 3RR Hall
Area 11 S. L. Canterbury Jr. Engineering & Sc: ESI ID # 598559067_964-957-840-0-9 / Meter # 598559067; Area 11 CES S. L. Canterbury Jr. Engineering : Gas Meter # 2001115759, Gas Acct # 9319961 |  |  |  | CES-FCU-302 | 124107 | 2-pipe | ✔ | SZ |  | 300 | Minimum |  | Chilled Water | 1 | 0.6 Tons | 0.6083 |  | Hot Water | 1 | 12000.0 BTUs Per Hour |  |  |  | 12000 | [12 empty] | 8A3-H964 | CES - 302 | CES-FCU-302 | ⬜ | S. L. Canterbury Jr. Engineering & Science Building | 3 | No | CES - 302
Area 11 S. L. Canterbury Jr. Engineering & Sc: ESI ID # 598559067_964-957-840-0-9 / Meter # 598559067; Area 11 CES S. L. Canterbury Jr. Engineering : Gas Meter # 2001115759, Gas Acct # 9319961 |  |  |  | CES-FCU-301 | 124106 | 4-pipe | ✔ | SZ |  | 300 | Minimum |  | Chilled Water | 1 | 0.6 Tons | 0.6083 |  | Hot Water | 1 | 12000.0 BTUs Per Hour |  |  |  | 12000 | [12 empty] | 8A3-H8B2 | CES - 301 | CES-FCU-301 | ⬜ | S. L. Canterbury Jr. Engineering & Science Building | 3 | No | CES - 301
Area 11 S. L. Canterbury Jr. Engineering & Sc: ESI ID # 598559067_964-957-840-0-9 / Meter # 598559067; Area 11 CES S. L. Canterbury Jr. Engineering : Gas Meter # 2001115759, Gas Acct # 9319961 |  |  |  | CES-FCU-303 | 124108 | 2-pipe | ✔ | SZ |  | 300 | None |  | Chilled Water | 1 | 0.6 Tons | 0.6083 |  | Hot Water | 1 | 12000.0 BTUs Per Hour |  |  |  | 12000 | [12 empty] | 8A3-H836 | CES - 303 | CES-FCU-303 | ⬜ | S. L. Canterbury Jr. Engineering & Science Building | 3 | No | CES - 303
Area 11 S. L. Canterbury Jr. Engineering & Sc: ESI ID # 598559067_964-957-840-0-9 / Meter # 598559067; Area 11 CES S. L. Canterbury Jr. Engineering : Gas Meter # 2001115759, Gas Acct # 9319961 |  |  |  | CES-FCU-304 | 124109 | 4-pipe | ✔ | SZ |  | 300 | Minimum |  | Chilled Water | 1 | 0.6 Tons | 0.6083 |  | Hot Water | 1 | 12000.0 BTUs Per Hour |  |  |  | 12000 | [12 empty] | 8A3-G2HR | CES - 304 | CES-FCU-304 | ⬜ | S. L. Canterbury Jr. Engineering & Science Building | 3 | No | CES - 304
Area 11 S. L. Canterbury Jr. Engineering & Sc: ESI ID # 598559067_964-957-840-0-9 / Meter # 598559067; Area 11 CES S. L. Canterbury Jr. Engineering : Gas Meter # 2001115759, Gas Acct # 9319961 |  |  |  | CES-FCU-305 | 124110 | 4-pipe | ✔ | SZ |  | 300 | Minimum |  | Chilled Water | 1 | 0.6 Tons | 0.6083 |  | Hot Water | 1 | 12000.0 BTUs Per Hour |  |  |  | 12000 | [12 empty] | 8A3-G3LP | CES - 305 | CES-FCU-305 | ⬜ | S. L. Canterbury Jr. Engineering & Science Building | 3 | No | CES - 305
Area 11 S. L. Canterbury Jr. Engineering & Sc: ESI ID # 598559067_964-957-840-0-9 / Meter # 598559067; Area 11 CES S. L. Canterbury Jr. Engineering : Gas Meter # 2001115759, Gas Acct # 9319961 |  |  |  | CES-FCU-306 | 124111 | 4-pipe | ✔ | SZ |  | 300 | Minimum |  | Chilled Water | 1 | 0.6 Tons | 0.6083 |  | Hot Water | 1 | 12000.0 BTUs Per Hour |  |  |  | 12000 | [12 empty] | 8A3-HAFL | CES - 306 | CES-FCU-306 | ⬜ | S. L. Canterbury Jr. Engineering & Science Building | 3 | No | CES - 306
Area 11 S. L. Canterbury Jr. Engineering & Sc: ESI ID # 598559067_964-957-840-0-9 / Meter # 598559067; Area 11 CES S. L. Canterbury Jr. Engineering : Gas Meter # 2001115759, Gas Acct # 9319961 |  |  |  | CES-FCU-307 | 124112 | 2-pipe | ✔ | SZ |  | 300 | None |  | Chilled Water | 1 | 0.6 Tons | 0.6083 |  | Hot Water | 1 | 12000.0 BTUs Per Hour |  |  |  | 12000 | [12 empty] | 8A3-HBPB | CES - 307 | CES-FCU-307 | ⬜ | S. L. Canterbury Jr. Engineering & Science Building | 3 | No | CES - 307
Area 11 S. L. Canterbury Jr. Engineering & Sc: ESI ID # 598559067_964-957-840-0-9 / Meter # 598559067; Area 11 CES S. L. Canterbury Jr. Engineering : Gas Meter # 2001115759, Gas Acct # 9319961 |  |  |  | CES-FCU-308 | 124113 | 4-pipe | ✔ | SZ |  | 300 | Minimum |  | Chilled Water | 1 | 0.6 Tons | 0.6083 |  | Hot Water | 1 | 12000.0 BTUs Per Hour |  |  |  | 12000 | [12 empty] | 8A3-H9LG | CES - 308 | CES-FCU-308 | ⬜ | S. L. Canterbury Jr. Engineering & Science Building | 3 | No | CES - 308
Area 11 S. L. Canterbury Jr. Engineering & Sc: ESI ID # 598559067_964-957-840-0-9 / Meter # 598559067; Area 11 CES S. L. Canterbury Jr. Engineering : Gas Meter # 2001115759, Gas Acct # 9319961 |  |  |  | CES-FCU-309 | 124114 | 4-pipe | ✔ | SZ |  | 300 | Minimum |  | Chilled Water | 1 | 0.6 Tons | 0.6083 |  | Hot Water | 1 | 12000.0 BTUs Per Hour |  |  |  | 12000 | [12 empty] | 8A3-G4ZA | CES - 309 | CES-FCU-309 | ⬜ | S. L. Canterbury Jr. Engineering & Science Building | 3 | No | CES - 309
Area 11 S. L. Canterbury Jr. Engineering & Sc: ESI ID # 598559067_964-957-840-0-9 / Meter # 598559067; Area 11 CES S. L. Canterbury Jr. Engineering : Gas Meter # 2001115759, Gas Acct # 9319961 |  |  |  | CES-FCU-310 | 124115 | 4-pipe | ✔ | SZ |  | 325 | Minimum |  | Chilled Water | 1 | 0.8 Tons | 0.8 |  | Hot Water | 1 | 14900.0 BTUs Per Hour |  |  |  | 14900 | [12 empty] | 8A3-HB9Q | CES - 310 | CES-FCU-310 | ⬜ | S. L. Canterbury Jr. Engineering & Science Building | 3 | No | CES - 310
Area 11 S. L. Canterbury Jr. Engineering & Sc: ESI ID # 598559067_964-957-840-0-9 / Meter # 598559067; Area 11 CES S. L. Canterbury Jr. Engineering : Gas Meter # 2001115759, Gas Acct # 9319961 |  |  |  | CES-FCU-317 | 124116 | 4-pipe | ✔ | SZ |  | 250 | Minimum |  | Chilled Water | 1 | 0.5 Tons | 0.4667 |  | Hot Water | 1 | 10300.0 BTUs Per Hour |  |  |  | 10300 | [12 empty] | 8A3-H6MJ | CES - 317 | CES-FCU-317 | ⬜ | S. L. Canterbury Jr. Engineering & Science Building | 3 | No | CES - 317
Area 11 S. L. Canterbury Jr. Engineering & Sc: ESI ID # 598559067_964-957-840-0-9 / Meter # 598559067; Area 11 CES S. L. Canterbury Jr. Engineering : Gas Meter # 2001115759, Gas Acct # 9319961 |  |  |  | CES-FCU-318 | 124117 |  |  | SZ | [7 empty] | 0.8 | [24 empty] | S. L. Canterbury Jr. Engineering & Science Building | 3 |  | CES - 318
Area 11 S. L. Canterbury Jr. Engineering & Sc: ESI ID # 598559067_964-957-840-0-9 / Meter # 598559067; Area 11 CES S. L. Canterbury Jr. Engineering : Gas Meter # 2001115759, Gas Acct # 9319961 |  |  |  | CES-FCU-324 | 124120 | 4-pipe | ✔ | SZ |  | 1050 | Minimum |  | Chilled Water | 1 | 1.9 Tons | 1.925 |  | Hot Water | 1 | 40500.0 BTUs Per Hour |  |  |  | 40500 | [12 empty] | 8A3-H5VB | CES - 324 | CES-FCU-324 | ⬜ | S. L. Canterbury Jr. Engineering & Science Building | 3 | No | CES - 324
Area 11 S. L. Canterbury Jr. Engineering & Sc: ESI ID # 598559067_964-957-840-0-9 / Meter # 598559067; Area 11 CES S. L. Canterbury Jr. Engineering : Gas Meter # 2001115759, Gas Acct # 9319961 |  |  |  | CES-FCU-3H01 | 124121 |  | ✔ | SZ |  | 550 | None |  | Chilled Water | 1 | 1.4 Tons | 1.4 |  | Ground-Source Heat Pump | 1 | 20000.0 kW |  |  | 20000 | [13 empty] | 8A5-B5J2 | CES - Hallway by 328 | CES-FCU-3H01 | ⬜ | S. L. Canterbury Jr. Engineering & Science Building | 3 | No | CES - Hallway by 328
Area 11 S. L. Canterbury Jr. Engineering & Sc: ESI ID # 598559067_964-957-840-0-9 / Meter # 598559067; Area 11 CES S. L. Canterbury Jr. Engineering : Gas Meter # 2001115759, Gas Acct # 9319961 |  |  |  | CES-FCU-328 | 124122 | 4-pipe | ✔ | SZ |  | 2120 | Minimum |  | Chilled Water | 1 | 4.5 Tons | 4.5417 |  | Hot Water | 1 | 69000.0 BTUs Per Hour |  |  |  | 69000 | [12 empty] | 8A3-G2SJ | CES - 328 | CES-FCU-328 | ⬜ | S. L. Canterbury Jr. Engineering & Science Building | 3 | No | CES - 328
Area 11 S. L. Canterbury Jr. Engineering & Sc: ESI ID # 598559067_964-957-840-0-9 / Meter # 598559067; Area 11 CES S. L. Canterbury Jr. Engineering : Gas Meter # 2001115759, Gas Acct # 9319961 |  |  |  | CES-FCU-3H03 | 124124 | 2-pipe | ✔ | SZ |  | 925 | None |  | Chilled Water | 1 | 1.8 Tons | 1.75 |  | Hot Water | 1 | 39000.0 BTUs Per Hour |  |  |  | 39000 | [12 empty] | 8A3-HDDK | CES - Hallway by 330 | CES-FCU-3H03 | ⬜ | S. L. Canterbury Jr. Engineering & Science Building | 3 | No | CES - Hallway by 330
Area 11 S. L. Canterbury Jr. Engineering & Sc: ESI ID # 598559067_964-957-840-0-9 / Meter # 598559067; Area 11 CES S. L. Canterbury Jr. Engineering : Gas Meter # 2001115759, Gas Acct # 9319961 |  |  |  | CES-FCU-3S01 | 124123 | 4-pipe | ✔ | SZ |  | 250 | Minimum |  | Chilled Water | 1 | 0.5 Tons | 0.4667 |  | Hot Water | 1 | 10300.0 BTUs Per Hour |  |  |  | 10300 | [12 empty] | 8A5-BBKK | CES - Fl3 Stairs S | CES-FCU-3S01 | ⬜ | S. L. Canterbury Jr. Engineering & Science Building | 3 | No | CES - Fl3 Stairs S
Area 11 S. L. Canterbury Jr. Engineering & Sc: ESI ID # 598559067_964-957-840-0-9 / Meter # 598559067; Area 11 CES S. L. Canterbury Jr. Engineering : Gas Meter # 2001115759, Gas Acct # 9319961 |  |  |  | CES-FCU-2S02 | 124125 | 4-pipe | ✔ | SZ |  | 300 | Minimum |  | Chilled Water | 1 | 0.6 Tons | 0.6083 |  | Hot Water | 1 | 12000.0 BTUs Per Hour |  |  |  | 12000 | [12 empty] | 8A3-HCUW | CES - Fl3 Stairs N | CES-FCU-2S02 | ⬜ | S. L. Canterbury Jr. Engineering & Science Building | 3 | No | CES - Fl3 Stairs N
Area 11 S. L. Canterbury Jr. Engineering & Sc: ESI ID # 598559067_964-957-840-0-9 / Meter # 598559067; Area 11 CES S. L. Canterbury Jr. Engineering : Gas Meter # 2001115759, Gas Acct # 9319961 |  |  |  | CES-FCU-335 | 124133 | 4-pipe | ✔ | SZ |  | 250 | Minimum |  | Chilled Water | 1 | 0.5 Tons | 0.4667 |  | Hot Water | 1 | 10300.0 BTUs Per Hour |  |  |  | 10300 | [12 empty] | 8A3-G4G2 | CES - 335 | CES-FCU-335 | ⬜ | S. L. Canterbury Jr. Engineering & Science Building | 3 | No | CES - 335
Area 11 S. L. Canterbury Jr. Engineering & Sc: ESI ID # 598559067_964-957-840-0-9 / Meter # 598559067; Area 11 CES S. L. Canterbury Jr. Engineering : Gas Meter # 2001115759, Gas Acct # 9319961 |  |  |  | CES-FCU-3H02 | 124132 | 4-pipe | ✔ | SZ |  | 475 | Minimum |  | Chilled Water | 1 | 1.0 Tons | 1.0333 |  | Hot Water | 1 | 16000.0 BTUs Per Hour |  |  |  | 16000 | [12 empty] | 8A3-G3UF | CES - Hallway by 335 | CES-FCU-3H02 | ⬜ | S. L. Canterbury Jr. Engineering & Science Building | 3 | No | CES - Hallway by 335
Area 11 S. L. Canterbury Jr. Engineering & Sc: ESI ID # 598559067_964-957-840-0-9 / Meter # 598559067; Area 11 CES S. L. Canterbury Jr. Engineering : Gas Meter # 2001115759, Gas Acct # 9319961 |  |  |  | CES-FCU-336 | 124134 | 4-pipe | ✔ | SZ |  | 250 | Minimum |  | Chilled Water | 1 | 0.5 Tons | 0.4667 |  | Hot Water | 1 | 10300.0 BTUs Per Hour |  |  |  | 10300 | [12 empty] | 8A3-G4FR | CES - 336 | CES-FCU-336 | ⬜ | S. L. Canterbury Jr. Engineering & Science Building | 3 | No | CES - 336
Area 11 S. L. Canterbury Jr. Engineering & Sc: ESI ID # 598559067_964-957-840-0-9 / Meter # 598559067; Area 11 CES S. L. Canterbury Jr. Engineering : Gas Meter # 2001115759, Gas Acct # 9319961 |  |  |  | CES-FCU-338 | 124135 | 4-pipe | ✔ | SZ |  | 300 | Minimum |  | Chilled Water | 1 | 0.6 Tons | 0.6083 |  | Hot Water | 1 | 12000.0 BTUs Per Hour |  |  |  | 12000 | [12 empty] | 8A3-G2RK | CES - 338 | CES-FCU-338 | ⬜ | S. L. Canterbury Jr. Engineering & Science Building | 3 | No | CES - 338
Area 11 S. L. Canterbury Jr. Engineering & Sc: ESI ID # 598559067_964-957-840-0-9 / Meter # 598559067; Area 11 CES S. L. Canterbury Jr. Engineering : Gas Meter # 2001115759, Gas Acct # 9319961 |  |  |  | CES-FCU-340 | 124138 | 4-pipe | ✔ | SZ |  | 700 | Minimum |  | Chilled Water | 1 | 17.5 Tons | 17.5 |  | Hot Water | 1 | 29500.0 BTUs Per Hour |  |  |  | 29500 | [12 empty] | 8A5-BB27 | CES - 340_Hallway | CES-FCU-340 | ⬜ | S. L. Canterbury Jr. Engineering & Science Building | 3 | No | CES - 340_Hallway
Area 11 S. L. Canterbury Jr. Engineering & Sc: ESI ID # 598559067_964-957-840-0-9 / Meter # 598559067; Area 11 CES S. L. Canterbury Jr. Engineering : Gas Meter # 2001115759, Gas Acct # 9319961 |  |  |  | CES-FCU-341 | 124139 | 2-pipe | ✔ | SZ |  | 325 | Minimum |  | Chilled Water | 1 | 0.8 Tons | 0.8 |  | Hot Water | 1 | 14900.0 BTUs Per Hour |  |  |  | 14900 | [12 empty] | 8A3-H566 | CES - 341 | CES-FCU-341 | ⬜ | S. L. Canterbury Jr. Engineering & Science Building | 3 | No | CES - 341
Area 11 S. L. Canterbury Jr. Engineering & Sc: ESI ID # 598559067_964-957-840-0-9 / Meter # 598559067; Area 11 CES S. L. Canterbury Jr. Engineering : Gas Meter # 2001115759, Gas Acct # 9319961 |  |  |  | CES-FCU-342 | 124140 | 2-pipe | ✔ | SZ |  | 1225 | None |  | Chilled Water | 1 | 2.8 Tons | 2.825 |  | Hot Water | 1 | 47400.0 BTUs Per Hour |  |  |  | 47400 | [12 empty] | 8A3-G3QK | CES - 342 | CES-FCU-342 | ⬜ | S. L. Canterbury Jr. Engineering & Science Building | 3 | No | CES - 342
Area 11 S. L. Canterbury Jr. Engineering & Sc: ESI ID # 598559067_964-957-840-0-9 / Meter # 598559067; Area 11 CES S. L. Canterbury Jr. Engineering : Gas Meter # 2001115759, Gas Acct # 9319961 |  |  |  | CES-MSS-01 | 124142 |  | ✔ | SZ |  |  | None |  | DX | 1 | 1.0 Tons | 1 | No | [23 empty] | S. L. Canterbury Jr. Engineering & Science Building | 1 | No | CES - MSS Rm by 125
Area 11 S. L. Canterbury Jr. Engineering & Sc: ESI ID # 598559067_964-957-840-0-9 / Meter # 598559067; Area 11 CES S. L. Canterbury Jr. Engineering : Gas Meter # 2001115759, Gas Acct # 9319961 |  |  |  | CES-FCU-343 | 124141 | 2-pipe | ✔ | SZ |  | 1225 | None |  | Chilled Water | 1 | 2.8 Tons | 2.825 |  | Hot Water | 1 | 47400.0 BTUs Per Hour |  |  |  | 47400 | [12 empty] | 8A3-HBEL | CES - 343 | CES-FCU-343 | ⬜ | S. L. Canterbury Jr. Engineering & Science Building | 3 | No | CES - 343
Area 11 S. L. Canterbury Jr. Engineering & Sc: ESI ID # 598559067_964-957-840-0-9 / Meter # 598559067; Area 11 CES S. L. Canterbury Jr. Engineering : Gas Meter # 2001115759, Gas Acct # 9319961 |  |  |  | CES-MSS-02 | 124143 |  | ✔ | SZ |  |  | None |  | DX | 1 | 0.8 Tons | 0.75 | No | Heat Pump | 1 | 0.8 kW |  |  | 0.83 | [17 empty] | S. L. Canterbury Jr. Engineering & Science Building | 1 | No | CES - MSS 111
Area 11 S. L. Canterbury Jr. Engineering & Sc: ESI ID # 598559067_964-957-840-0-9 / Meter # 598559067; Area 11 CES S. L. Canterbury Jr. Engineering : Gas Meter # 2001115759, Gas Acct # 9319961 |  |  |  | CES-MSS-03 | 124144 |  | ✔ | SZ |  |  | None |  | DX | 1 | 0.8 Tons | 0.75 | No | Heat Pump | 1 | 0.8 kW |  |  | 0.83 | [17 empty] | S. L. Canterbury Jr. Engineering & Science Building | 2 | No | CES - MSS 210
Area 11 S. L. Canterbury Jr. Engineering & Sc: ESI ID # 598559067_964-957-840-0-9 / Meter # 598559067; Area 11 CES S. L. Canterbury Jr. Engineering : Gas Meter # 2001115759, Gas Acct # 9319961 |  |  |  | CES-MSS-04 | 124145 |  | ✔ | SZ |  |  | None |  | DX | 1 | 0.8 Tons | 0.75 | No | Heat Pump | 1 | 0.8 kW |  |  | 0.83 | [17 empty] | S. L. Canterbury Jr. Engineering & Science Building | 3 | No | CES - MSS 311
Area 11 S. L. Canterbury Jr. Engineering & Sc: ESI ID # 598559067_964-957-840-0-9 / Meter # 598559067; Area 11 CES S. L. Canterbury Jr. Engineering : Gas Meter # 2001115759, Gas Acct # 9319961 |  |  |  | CES-FCU-134B | 124065 | 2-pipe | ✔ | SZ |  | 700 | None |  | Chilled Water | 1 | 17.5 Tons | 17.5 |  | Hot Water | 1 | 29500.0 BTUs Per Hour |  |  |  | 29500 | [12 empty] | 8A3-GEMB | CES - 134 South | CES-FCU-134B | ⬜ | S. L. Canterbury Jr. Engineering & Science Building | 1 | No | CES - 134 South
Area 11 S. L. Canterbury Jr. Engineering & Sc: ESI ID # 598559067_964-957-840-0-9 / Meter # 598559067; Area 11 CES S. L. Canterbury Jr. Engineering : Gas Meter # 2001115759, Gas Acct # 9319961 |  |  |  | CES-FCU-134A | 124072 | 2-pipe | ✔ | SZ |  | 700 | None |  | Chilled Water | 1 | 17.5 Tons | 17.5 |  | Hot Water | 1 | 29500.0 BTUs Per Hour |  |  |  | 29500 | [12 empty] | 8A3-GDHG | CES - 134 North | CES-FCU-134A | ⬜ | S. L. Canterbury Jr. Engineering & Science Building | 1 | No | CES - 134 North
Area 11 S. L. Canterbury Jr. Engineering & Sc: ESI ID # 598559067_964-957-840-0-9 / Meter # 598559067; Area 11 CES S. L. Canterbury Jr. Engineering : Gas Meter # 2001115759, Gas Acct # 9319961 |  |  |  | CES-FCU-218A | 124083 | 4-pipe | ✔ | SZ |  | 1060 | Minimum |  | Chilled Water | 1 | 2.2 Tons | 2.175 |  | Hot Water | 1 | 42600.0 BTUs Per Hour |  |  |  | 42600 | [12 empty] | 8A3-F837 | CES - 218 North | CES-FCU-218A | ⬜ | S. L. Canterbury Jr. Engineering & Science Building | 2 | No | CES - 218 North
Area 11 S. L. Canterbury Jr. Engineering & Sc: ESI ID # 598559067_964-957-840-0-9 / Meter # 598559067; Area 11 CES S. L. Canterbury Jr. Engineering : Gas Meter # 2001115759, Gas Acct # 9319961 |  |  |  | CES-FCU-218B | 124084 | 4-pipe | ✔ | SZ |  | 1060 | Minimum |  | Chilled Water | 1 | 2.2 Tons | 2.175 |  | Hot Water | 1 | 42600.0 BTUs Per Hour |  |  |  | 42600 | [12 empty] | 8A3-F5QJ | CES - 218 South | CES-FCU-218B | ⬜ | S. L. Canterbury Jr. Engineering & Science Building | 2 | No | CES - 218 South
Area 11 S. L. Canterbury Jr. Engineering & Sc: ESI ID # 598559067_964-957-840-0-9 / Meter # 598559067; Area 11 CES S. L. Canterbury Jr. Engineering : Gas Meter # 2001115759, Gas Acct # 9319961 |  |  |  | CES-FCU-330A | 124126 | 4-pipe | ✔ | SZ |  | 800 | Minimum |  | Chilled Water | 1 | 1.6 Tons | 1.6333 |  | Hot Water | 1 | 30400.0 BTUs Per Hour |  |  |  | 30400 | [12 empty] | 8A3-G5XA | CES - 330 North | CES-FCU-330A | ⬜ | S. L. Canterbury Jr. Engineering & Science Building | 3 | No | CES - 330 North
Area 11 S. L. Canterbury Jr. Engineering & Sc: ESI ID # 598559067_964-957-840-0-9 / Meter # 598559067; Area 11 CES S. L. Canterbury Jr. Engineering : Gas Meter # 2001115759, Gas Acct # 9319961 |  |  |  | CES-FCU-330B | 124127 | 4-pipe | ✔ | SZ |  | 800 | Minimum |  | Chilled Water | 1 | 1.6 Tons | 1.6333 |  | Hot Water | 1 | 30400.0 BTUs Per Hour |  |  |  | 30400 | [12 empty] | 8A3-HKQ6 | CES - 330 South | CES-FCU-330B | ⬜ | S. L. Canterbury Jr. Engineering & Science Building | 3 | No | CES - 330 South
Area 11 S. L. Canterbury Jr. Engineering & Sc: ESI ID # 598559067_964-957-840-0-9 / Meter # 598559067; Area 11 CES S. L. Canterbury Jr. Engineering : Gas Meter # 2001115759, Gas Acct # 9319961 |  |  |  | CES-FCU-331B | 124129 | 2-pipe | ✔ | SZ |  | 800 | None |  | Chilled Water | 1 | 1.6 Tons | 1.6333 |  | Hot Water | 1 | 30400.0 BTUs Per Hour |  |  |  | 30400 | [12 empty] | 8A3-G429 | CES - 331 South | CES-FCU-331B | ⬜ | S. L. Canterbury Jr. Engineering & Science Building | 3 | No | CES - 331 South
Area 11 S. L. Canterbury Jr. Engineering & Sc: ESI ID # 598559067_964-957-840-0-9 / Meter # 598559067; Area 11 CES S. L. Canterbury Jr. Engineering : Gas Meter # 2001115759, Gas Acct # 9319961 |  |  |  | CES-FCU-331A | 124128 | 2-pipe | ✔ | SZ |  | 800 | None |  | Chilled Water | 1 | 1.6 Tons | 1.6333 |  | Hot Water | 1 | 30400.0 BTUs Per Hour |  |  |  | 30400 | [12 empty] | 8A3-HEHE | CES - 331 North | CES-FCU-331A | ⬜ | S. L. Canterbury Jr. Engineering & Science Building | 3 | No | CES - 331 North
Area 11 S. L. Canterbury Jr. Engineering & Sc: ESI ID # 598559067_964-957-840-0-9 / Meter # 598559067; Area 11 CES S. L. Canterbury Jr. Engineering : Gas Meter # 2001115759, Gas Acct # 9319961 |  |  |  | CES-FCU-323B | 124119 | 2-pipe | ✔ | SZ |  | 700 | None |  | Chilled Water | 1 | 17.5 Tons | 17.5 |  | Hot Water | 1 | 29500.0 BTUs Per Hour |  |  |  | 29500 | [12 empty] | 8A3-H5KM | CES - 323 S_Single RRs | CES-FCU-323B | ⬜ | S. L. Canterbury Jr. Engineering & Science Building | 3 | No | CES - 323 S_Single RRs
Area 11 S. L. Canterbury Jr. Engineering & Sc: ESI ID # 598559067_964-957-840-0-9 / Meter # 598559067; Area 11 CES S. L. Canterbury Jr. Engineering : Gas Meter # 2001115759, Gas Acct # 9319961 |  |  |  | CES-FCU-332A | 124130 | 4-pipe | ✔ | SZ |  | 800 | Minimum |  | Chilled Water | 1 | 1.6 Tons | 1.6333 |  | Hot Water | 1 | 30400.0 BTUs Per Hour |  |  |  | 30400 | [12 empty] | 8A3-HA2U | CES - 332 North | CES-FCU-332A | ⬜ | S. L. Canterbury Jr. Engineering & Science Building | 3 | No | CES - 332 North
Area 11 S. L. Canterbury Jr. Engineering & Sc: ESI ID # 598559067_964-957-840-0-9 / Meter # 598559067; Area 11 CES S. L. Canterbury Jr. Engineering : Gas Meter # 2001115759, Gas Acct # 9319961 |  |  |  | CES-FCU-339A | 124136 | 4-pipe | ✔ | SZ |  | 925 | Minimum |  | Chilled Water | 1 | 1.8 Tons | 1.75 |  | Hot Water | 1 | 39000.0 BTUs Per Hour |  |  |  | 39000 | [12 empty] | 8A3-G3CT | CES - 339 North | CES-FCU-339A | ⬜ | S. L. Canterbury Jr. Engineering & Science Building | 3 | No | CES - 339 North
Area 11 S. L. Canterbury Jr. Engineering & Sc: ESI ID # 598559067_964-957-840-0-9 / Meter # 598559067; Area 11 CES S. L. Canterbury Jr. Engineering : Gas Meter # 2001115759, Gas Acct # 9319961 |  |  |  | CES-FCU-339B | 124137 | 2-pipe | ✔ | SZ |  | 925 | Minimum |  | Chilled Water | 1 | 1.8 Tons | 1.75 |  | Hot Water | 1 | 39000.0 BTUs Per Hour |  |  |  | 39000 | [12 empty] | 8A3-HDNA | CES - 339 South | CES-FCU-339B | ⬜ | S. L. Canterbury Jr. Engineering & Science Building | 3 | No | CES - 339 South
Area 11 S. L. Canterbury Jr. Engineering & Sc: ESI ID # 598559067_964-957-840-0-9 / Meter # 598559067; Area 11 CES S. L. Canterbury Jr. Engineering : Gas Meter # 2001115759, Gas Acct # 9319961 |  |  |  | CES-FCU-323A | 124118 | 4-pipe | ✔ | SZ |  | 1225 | None |  | Chilled Water | 1 | 2.8 Tons | 2.825 |  | Hot Water | 1 | 47400.0 BTUs Per Hour |  |  |  | 47400 | [12 empty] | 8A3-HBQA | CES - 319_320_323 N | CES-FCU-323A | ⬜ | S. L. Canterbury Jr. Engineering & Science Building | 3 | No | CES - 319_320_323 N
Area 11 S. L. Canterbury Jr. Engineering & Sc: ESI ID # 598559067_964-957-840-0-9 / Meter # 598559067; Area 11 CES S. L. Canterbury Jr. Engineering : Gas Meter # 2001115759, Gas Acct # 9319961 |  |  |  | CES-FCU-332B | 124131 | 4-pipe | ✔ | SZ |  | 800 | Minimum |  | Chilled Water | 1 | 1.6 Tons | 1.6333 |  | Hot Water | 1 | 30400.0 BTUs Per Hour |  |  |  | 30400 | [12 empty] | 8A3-G22A | CES - 332 South | CES-FCU-332B | ⬜ | S. L. Canterbury Jr. Engineering & Science Building | 3 | No | CES - 332 South
Area 13 Devall: ESI ID # 698558676_964-957-840-0-9 / Meter # 698558676; Area 13 Devall: Gas Meter # 2001115775, Gas Acct # 9842593
Area 13 Devall: ESI ID # 698558676_964-957-840-0-9 / Meter # 698558676; Area 13 Devall: Gas Meter # 2001115775, Gas Acct # 9842593 |  |  |  | DSC-MSS-201 | 124163 |  | ✔ | SZ |  |  | None |  | DX | 1 | 2.0 Tons | 2 | No | Heat Pump | 1 | 2.2 kW |  |  | 2.2 | [17 empty] | Devall Student Center | 1 | No | DSC - MSS 201
Area 13 Devall: ESI ID # 698558676_964-957-840-0-9 / Meter # 698558676; Area 13 Devall: Gas Meter # 2001115775, Gas Acct # 9842593 |  |  |  | DSC-MSS-250 | 124164 |  | ✔ | SZ |  |  | None |  | DX | 1 | 2.0 Tons | 2 | No | Heat Pump | 1 | 2.2 kW |  |  | 2.2 | [17 empty] | Devall Student Center | 2 | No | DSC - MSS 250
Area 13 Devall: ESI ID # 698558676_964-957-840-0-9 / Meter # 698558676; Area 13 Devall: Gas Meter # 2001115775, Gas Acct # 9842593 |  |  |  | DSC-RTU-01 | 124153 | 4-pipe | ✔ | MZU | 10 | 5930 | Economizer |  | Chilled Water | 1 | 25.3 Tons | 25.2833 |  | Hot Water | 1 | 197300.0 BTUs Per Hour |  |  |  | 197300 | [12 empty] | 4S3-PKC3 | DSC - AHU 01 |  | ⬜ | Devall Student Center | 1 | No | DSC - AHU 01 Terminals, DSC - Entry West, DSC - WRR SW_Hall, DSC - MRR NW_ Hall, DSC - Main Hall West
Area 13 Devall: ESI ID # 698558676_964-957-840-0-9 / Meter # 698558676; Area 13 Devall: Gas Meter # 2001115775, Gas Acct # 9842593 |  |  |  |  | 124640 |  | ✔ | FPB | [16 empty] | DSC-FPB-01 | 7.6926 |  | 71400 |  |  | Yes | Series |  |  |  |  | 8A5-BKRW | DSC - Entry West | DSC-FPB-01 | ⬜ | Devall Student Center | 1 | No | DSC - Entry West
Area 13 Devall: ESI ID # 698558676_964-957-840-0-9 / Meter # 698558676; Area 13 Devall: Gas Meter # 2001115775, Gas Acct # 9842593 |  |  |  |  | 124641 |  | ✔ | FPB | [16 empty] | DSC-FPB-02 | 5.3848 |  | 84300 |  |  | Yes | Series |  |  |  |  | 8A5-BL6P | DSC - WRR SW_Hall | DSC-FPB-02 | ⬜ | Devall Student Center | 1 | No | DSC - WRR SW_Hall
Area 13 Devall: ESI ID # 698558676_964-957-840-0-9 / Meter # 698558676; Area 13 Devall: Gas Meter # 2001115775, Gas Acct # 9842593 |  |  |  |  | 124642 |  | ✔ | FPB | [16 empty] | DSC-FPB-03 | 5.3848 |  | 84300 |  |  | Yes | Series |  |  |  |  | 8A5-BMBH | DSC - MRR NW_ Hall | DSC-FPB-03 | ⬜ | Devall Student Center | 1 | No | DSC - MRR NW_ Hall
Area 13 Devall: ESI ID # 698558676_964-957-840-0-9 / Meter # 698558676; Area 13 Devall: Gas Meter # 2001115775, Gas Acct # 9842593 |  |  |  |  | 124643 |  | ✔ | FPB | [16 empty] | DSC-FPB-04 | 6.8378 |  | 54500 |  |  | Yes | Series |  |  |  |  | 8A5-BMGC | DSC - Main Hall West | DSC-FPB-04 | ⬜ | Devall Student Center | 1 | No | DSC - Main Hall West
Area 13 Devall: ESI ID # 698558676_964-957-840-0-9 / Meter # 698558676; Area 13 Devall: Gas Meter # 2001115775, Gas Acct # 9842593 |  |  |  | DSC-RTU-04 | 124156 | 4-pipe | ✔ | MZU | 7.5 | 3525 | Economizer |  | Chilled Water | 1 | 14.7 Tons | 14.7 |  | Hot Water | 1 | 114700.0 BTUs Per Hour |  |  |  | 114700 | [12 empty] | 4S3-PKE2 | DSC - AHU 04 |  | ⬜ | Devall Student Center | 1 | No | DSC - AHU 04 Terminals, DSC - 145, DSC - Hallway_141, DSC - Room by 143, DSC - 143, DSC - Hallway by 145, DSC - 136, DSC - Entry Central, DSC - 147
Area 13 Devall: ESI ID # 698558676_964-957-840-0-9 / Meter # 698558676; Area 13 Devall: Gas Meter # 2001115775, Gas Acct # 9842593 |  |  |  |  | 124662 |  | ✔ | FPB | [16 empty] | DSC-FPB-13 | 1.3155 |  | 15600 |  |  | Yes | [5 empty] | 8A3-J4TD | DSC - 145 | DSC-FPB-13 | ⬜ | Devall Student Center | 1 | No | DSC - 145
Area 13 Devall: ESI ID # 698558676_964-957-840-0-9 / Meter # 698558676; Area 13 Devall: Gas Meter # 2001115775, Gas Acct # 9842593 |  |  |  |  | 124663 |  | ✔ | FPB | [16 empty] | DSC-VAV-17 | 3.1321 |  | 24438.92 |  |  | Yes | Series | No |  |  |  | 8A3-J2SG | DSC - Hallway_141 | DSC-VAV-17 | ⬜ | Devall Student Center | 1 | No | DSC - Hallway_141
Area 13 Devall: ESI ID # 698558676_964-957-840-0-9 / Meter # 698558676; Area 13 Devall: Gas Meter # 2001115775, Gas Acct # 9842593 |  |  |  |  | 124664 |  | ✔ | VAV Box | [16 empty] | DSC-VAV-18 | 0.7308 |  | 6400 |  |  | Yes | [5 empty] | 8A3-J248 | DSC - Room by 143 | DSC-VAV-18 | ⬜ | Devall Student Center | 1 | No | DSC - Room by 143
Area 13 Devall: ESI ID # 698558676_964-957-840-0-9 / Meter # 698558676; Area 13 Devall: Gas Meter # 2001115775, Gas Acct # 9842593 |  |  |  |  | 124665 |  | ✔ | VAV Box | [16 empty] | DSC-VAV-19 | 0.8352 |  | 11700 |  |  | Yes | [5 empty] | 8A3-J3D3 | DSC - 143 | DSC-VAV-19 | ⬜ | Devall Student Center | 1 | No | DSC - 143
Area 13 Devall: ESI ID # 698558676_964-957-840-0-9 / Meter # 698558676; Area 13 Devall: Gas Meter # 2001115775, Gas Acct # 9842593 |  |  |  |  | 124666 |  | ✔ | VAV Box | [16 empty] | DSC-VAV-20 | 1.1693 |  | 9123.86 |  |  | Yes | [5 empty] | 8A5-BU8D | DSC - Hallway by 145 | DSC-VAV-20 | ⬜ | Devall Student Center | 1 | No | DSC - Hallway by 145
Area 13 Devall: ESI ID # 698558676_964-957-840-0-9 / Meter # 698558676; Area 13 Devall: Gas Meter # 2001115775, Gas Acct # 9842593 |  |  |  | DSC-VAV-21 | 124667 |  | ✔ | VAVAHU |  |  | None |  | Inherited | 1 | 1.5 Tons | 1.4616 |  | Hot Water | 1 | 19100.0 BTUs Per Hour |  |  |  | 19100 | [12 empty] | 8A3-J376 | DSC - 136 | DSC-VAV-21 | ⬜ | Devall Student Center | 1 | No | DSC - 136
Area 13 Devall: ESI ID # 698558676_964-957-840-0-9 / Meter # 698558676; Area 13 Devall: Gas Meter # 2001115775, Gas Acct # 9842593 |  |  |  |  | 124668 |  | ✔ | VAV Box | [16 empty] | DSC-VAV-22 | 5.2202 |  | 40731.53 |  |  | Yes | [5 empty] | 8A3-J4QG | DSC - Entry Central | DSC-VAV-22 | ⬜ | Devall Student Center | 1 | No | DSC - Entry Central
Area 13 Devall: ESI ID # 698558676_964-957-840-0-9 / Meter # 698558676; Area 13 Devall: Gas Meter # 2001115775, Gas Acct # 9842593 |  |  |  |  | 124669 |  | ✔ | VAV Box | [16 empty] | DSC-VAV-23 | 0.8352 |  | 8400 |  |  | Yes | [5 empty] | 8A3-J229 | DSC - 147 | DSC-VAV-23 | ⬜ | Devall Student Center | 1 | No | DSC - 147
Area 13 Devall: ESI ID # 698558676_964-957-840-0-9 / Meter # 698558676; Area 13 Devall: Gas Meter # 2001115775, Gas Acct # 9842593 |  |  |  | DSC-RTU-02 | 124154 | 4-pipe | ✔ | MZU | 20 | 12500 | Economizer |  | Chilled Water | 1 | 49.6 Tons | 49.6 |  | Hot Water | 1 | 406700.0 BTUs Per Hour |  |  |  | 406700 | [12 empty] | 4S3-PJ95 | DSC - AHU 02 |  | ⬜ | Devall Student Center | 1 | No | DSC - AHU 02 Terminals, DSC - Business Office W, DSC - Business Office E, DSC - 111, DSC - Fun Commons W, DSC - Fun Commons E, DSC - Main Hall East, DSC - Cashiers Office, DSC - 110, DSC - 133 North, DSC - Fun CommonsOffc
Area 13 Devall: ESI ID # 698558676_964-957-840-0-9 / Meter # 698558676; Area 13 Devall: Gas Meter # 2001115775, Gas Acct # 9842593 |  |  |  |  | 124644 |  | ✔ | FPB | [16 empty] | DSC-FPB-05 | 2.3837 |  | 35700 |  |  | Yes | Series |  |  |  |  | 8A3-FGNZ | DSC - Business Office W | DSC-FPB-05 | ⬜ | Devall Student Center | 1 | No | DSC - Business Office W
Area 13 Devall: ESI ID # 698558676_964-957-840-0-9 / Meter # 698558676; Area 13 Devall: Gas Meter # 2001115775, Gas Acct # 9842593 |  |  |  | DSC-FPB-06 | 124645 |  | ✔ | SZ |  |  | None |  | Inherited | 1 | 4.5 Tons | 4.4694 |  | Hot Water | 1 | 51600.0 BTUs Per Hour |  |  |  | 51600 | [12 empty] | 8A5-BG8Q | DSC - Business Office E | DSC-FPB-06 | ⬜ | Devall Student Center | 1 | No | DSC - Business Office E
Area 13 Devall: ESI ID # 698558676_964-957-840-0-9 / Meter # 698558676; Area 13 Devall: Gas Meter # 2001115775, Gas Acct # 9842593 |  |  |  |  | 124646 |  | ✔ | FPB | [16 empty] | DSC-FPB-07 | 5.7208 |  | 79000 |  |  | Yes | Series | Yes |  |  |  | 8A5-BNR6 | DSC - 111 | DSC-FPB-07 | ⬜ | Devall Student Center | 1 | No | DSC - 111
Area 13 Devall: ESI ID # 698558676_964-957-840-0-9 / Meter # 698558676; Area 13 Devall: Gas Meter # 2001115775, Gas Acct # 9842593 |  |  |  |  | 124647 |  | ✔ | FPB | [16 empty] | DSC-FPB-08 | 5.84 |  | 47885.38 |  |  | Yes | Series | No |  |  |  | 8A5-BLR7 | DSC - Fun Commons W | DSC-FPB-08 | ⬜ | Devall Student Center | 1 | No | DSC - Fun Commons W
Area 13 Devall: ESI ID # 698558676_964-957-840-0-9 / Meter # 698558676; Area 13 Devall: Gas Meter # 2001115775, Gas Acct # 9842593 |  |  |  | DSC-FPB-09 | 124648 |  | ✔ | SZ |  |  | None |  | Inherited | 1 | 6.9 Tons | 6.8729 |  | Hot Water | 1 | 71800.0 BTUs Per Hour |  |  |  | 71800 | [12 empty] | 8A5-BML9 | DSC - Fun Commons E | DSC-FPB-09 | ⬜ | Devall Student Center | 1 | No | DSC - Fun Commons E
Area 13 Devall: ESI ID # 698558676_964-957-840-0-9 / Meter # 698558676; Area 13 Devall: Gas Meter # 2001115775, Gas Acct # 9842593 |  |  |  |  | 124649 |  | ✔ | FPB | [16 empty] | DSC-FPB-10 | 11.1237 |  | 91210.25 |  |  | Yes | Series | Yes |  |  |  | 8A5-BM7M | DSC - Main Hall East | DSC-FPB-10 | ⬜ | Devall Student Center | 1 | No | DSC - Main Hall East
Area 13 Devall: ESI ID # 698558676_964-957-840-0-9 / Meter # 698558676; Area 13 Devall: Gas Meter # 2001115775, Gas Acct # 9842593 |  |  |  | DSC-VAV-05 | 124650 |  | ✔ | SZ |  |  | None |  | Inherited | 1 | 3.4 Tons | 3.3769 |  | Hot Water | 1 | 46800.0 BTUs Per Hour |  |  |  | 46800 | [12 empty] | 8A5-BEDN | DSC - Cashiers Office | DSC-VAV-05 | ⬜ | Devall Student Center | 1 | No | DSC - Cashiers Office
Area 13 Devall: ESI ID # 698558676_964-957-840-0-9 / Meter # 698558676; Area 13 Devall: Gas Meter # 2001115775, Gas Acct # 9842593 |  |  |  | DSC-VAV-06 | 124651 |  | ✔ | SZ |  |  | None |  | Inherited | 1 | 2.8 Tons | 2.7809 |  | Hot Water | 1 | 22802.6 BTUs Per Hour |  |  |  | 22802.56 | [12 empty] | 8A5-BKDH | DSC - 110 | DSC-VAV-06 | ⬜ | Devall Student Center | 1 | No | DSC - 110
Area 13 Devall: ESI ID # 698558676_964-957-840-0-9 / Meter # 698558676; Area 13 Devall: Gas Meter # 2001115775, Gas Acct # 9842593 |  |  |  | DSC-VAV-07 | 124652 |  | ✔ | SZ |  |  | None |  | Inherited | 1 | 6.0 Tons | 6.0386 |  | Hot Water | 1 | 49514.1 BTUs Per Hour |  |  |  | 49514.14 | [12 empty] | 8A5-BSGX | DSC - 133 North | DSC-VAV-07 | ⬜ | Devall Student Center | 1 | No | DSC - 133 North
Area 13 Devall: ESI ID # 698558676_964-957-840-0-9 / Meter # 698558676; Area 13 Devall: Gas Meter # 2001115775, Gas Acct # 9842593 |  |  |  |  | 124653 |  | ✔ | VAV Box | [16 empty] | DSC-VAV-09 | 0.9932 |  | 13400 |  |  | Yes | [5 empty] | 8A5-BNNW | DSC - Fun CommonsOffc | DSC-VAV-09 | ⬜ | Devall Student Center | 1 | No | DSC - Fun CommonsOffc
Area 13 Devall: ESI ID # 698558676_964-957-840-0-9 / Meter # 698558676; Area 13 Devall: Gas Meter # 2001115775, Gas Acct # 9842593 |  |  |  | DSC-RTU-03 | 124155 | 4-pipe | ✔ | VAVAHU | 15 | 8630 | Economizer |  | Chilled Water | 1 | 42.2 Tons | 42.2 |  | Hot Water | 1 | 280800.0 BTUs Per Hour |  |  |  | 280800 | [12 empty] | 4S3-B2ZW | DSC - AHU 03 |  | ⬜ | Devall Student Center | 1 | No | DSC - AHU 03 Terminals, DSC - Snack Café, DSC - Kitchen Area, DSC - Kitchen Offc, DSC - Serving Area, DSC - Kitchen, DSC - Dining North, DSC - Dining Central, DSC - Dining South
Area 13 Devall: ESI ID # 698558676_964-957-840-0-9 / Meter # 698558676; Area 13 Devall: Gas Meter # 2001115775, Gas Acct # 9842593 |  |  |  |  | 124654 |  | ✔ | FPB | [16 empty] | DSC-FPB-11 | 7.44 |  | 49505.67 |  |  | Yes | Series | No |  |  |  | 8A5-BJX5 | DSC - Snack Café | DSC-FPB-11 | ⬜ | Devall Student Center | 1 | No | DSC - Snack Café
Area 13 Devall: ESI ID # 698558676_964-957-840-0-9 / Meter # 698558676; Area 13 Devall: Gas Meter # 2001115775, Gas Acct # 9842593 |  |  |  |  | 124655 |  | ✔ | VAV Box | [16 empty] | DSC-VAV-10 | 4.6862 |  | 31182.14 |  |  | Yes | [5 empty] | 7S3-5ZDS | DSC - Kitchen Area | DSC-VAV-10 | ⬜ | Devall Student Center | 1 | No | DSC - Kitchen Area
Area 13 Devall: ESI ID # 698558676_964-957-840-0-9 / Meter # 698558676; Area 13 Devall: Gas Meter # 2001115775, Gas Acct # 9842593 |  |  |  |  | 124656 |  | ✔ | VAV Box | [16 empty] | DSC-VAV-11 | 1.7875 |  | 11894.22 |  |  | Yes | [5 empty] | 8A3-GEGG | DSC - Kitchen Offc | DSC-VAV-11 | ⬜ | Devall Student Center | 1 | No | DSC - Kitchen Offc
Area 13 Devall: ESI ID # 698558676_964-957-840-0-9 / Meter # 698558676; Area 13 Devall: Gas Meter # 2001115775, Gas Acct # 9842593 |  |  |  |  | 124657 |  | ✔ | VAV Box | [16 empty] | DSC-VAV-12 | 3.8649 |  | 25717.23 |  |  | Yes | [5 empty] | 8A5-BMXS | DSC - Serving Area | DSC-VAV-12 | ⬜ | Devall Student Center | 1 | No | DSC - Serving Area
Area 13 Devall: ESI ID # 698558676_964-957-840-0-9 / Meter # 698558676; Area 13 Devall: Gas Meter # 2001115775, Gas Acct # 9842593 |  |  |  |  | 124658 |  | ✔ | VAV Box | [16 empty] | DSC-VAV-13 | 5.0727 |  | 33753.86 |  |  | Yes | [5 empty] | 8A5-DFAN | DSC - Kitchen | DSC-VAV-13 | ⬜ | Devall Student Center | 1 | No | DSC - Kitchen
Area 13 Devall: ESI ID # 698558676_964-957-840-0-9 / Meter # 698558676; Area 13 Devall: Gas Meter # 2001115775, Gas Acct # 9842593 |  |  |  |  | 124659 |  | ✔ | VAV Box | [16 empty] | DSC-VAV-14 | 6.4496 |  | 42915.63 |  |  | Yes | [5 empty] | 8A5-BM8L | DSC - Dining North | DSC-VAV-14 | ⬜ | Devall Student Center | 1 | No | DSC - Dining North
Area 13 Devall: ESI ID # 698558676_964-957-840-0-9 / Meter # 698558676; Area 13 Devall: Gas Meter # 2001115775, Gas Acct # 9842593 |  |  |  |  | 124660 |  | ✔ | VAV Box | [16 empty] | DSC-VAV-15 | 6.4496 |  | 42915.63 |  |  | Yes | [5 empty] | 8A5-BMN8 | DSC - Dining Central | DSC-VAV-15 | ⬜ | Devall Student Center | 1 | No | DSC - Dining Central
Area 13 Devall: ESI ID # 698558676_964-957-840-0-9 / Meter # 698558676; Area 13 Devall: Gas Meter # 2001115775, Gas Acct # 9842593 |  |  |  | DSC-VAV-16 | 124661 |  | ✔ | SZ |  |  | None |  | Inherited | 1 | 6.4 Tons | 6.4496 |  | Hot Water | 1 | 42915.6 BTUs Per Hour |  |  |  | 42915.63 | [12 empty] | 8A5-BLJB | DSC - Dining South | DSC-VAV-16 | ⬜ | Devall Student Center | 1 | No | DSC - Dining South
Area 13 Devall: ESI ID # 698558676_964-957-840-0-9 / Meter # 698558676; Area 13 Devall: Gas Meter # 2001115775, Gas Acct # 9842593 |  |  |  | DSC-AHU-05 | 124157 | 4-pipe | ✔ | MZU | 20 | 12570 | Economizer |  | Chilled Water | 1 | 51.5 Tons | 51.5083 |  | Hot Water | 1 | 350000.0 BTUs Per Hour |  |  |  | 350000 | [12 empty] | 4S3-DSGR | DSC - AHU 05 |  | ⬜ | Devall Student Center | 1 | No | DSC - AHU 05 Terminals, DSC - 167, DSC - ConfSouth_Kitchen, DSC - Bookstore South, DSC - Bookstore Centr, DSC - BookstoreExit, DSC - Bookstore Invent, DSC - 176_177, DSC - Bookstore Office, DSC - ConfRm N, DSC - 165_166, DSC - RRs East_Janitor, DSC - 152, DSC - Entry East, DSC - Bookstore North
Area 13 Devall: ESI ID # 698558676_964-957-840-0-9 / Meter # 698558676; Area 13 Devall: Gas Meter # 2001115775, Gas Acct # 9842593 |  |  |  |  | 124679 |  | ✔ | FPB | [16 empty] | DSC-FPB-16 | 3.2431 |  | 22040.3 |  |  | Yes | Series | No |  |  |  | 8A3-K5NG | DSC - 167 | DSC-FPB-16 | ⬜ | Devall Student Center | 1 | No | DSC - 167
Area 13 Devall: ESI ID # 698558676_964-957-840-0-9 / Meter # 698558676; Area 13 Devall: Gas Meter # 2001115775, Gas Acct # 9842593 |  |  |  |  | 124678 |  | ✔ | FPB | [16 empty] | DSC-FPB-15 | 1.3621 |  | 39900 |  |  | Yes | Series | No |  |  |  | 8A3-J1GR | DSC - ConfSouth_Kitchen | DSC-FPB-15 | ⬜ | Devall Student Center | 1 | No | DSC - ConfSouth_Kitchen
Area 13 Devall: ESI ID # 698558676_964-957-840-0-9 / Meter # 698558676; Area 13 Devall: Gas Meter # 2001115775, Gas Acct # 9842593 |  |  |  |  | 124680 |  | ✔ | FPB | [16 empty] | DSC-FPB-17 | 8.9076 |  | 79600 |  |  | Yes | Series | No |  |  |  | 8A5-BSBC | DSC - Bookstore South | DSC-FPB-17 | ⬜ | Devall Student Center | 1 | No | DSC - Bookstore South
Area 13 Devall: ESI ID # 698558676_964-957-840-0-9 / Meter # 698558676; Area 13 Devall: Gas Meter # 2001115775, Gas Acct # 9842593 |  |  |  |  | 124681 |  | ✔ | FPB | [16 empty] | DSC-FPB-18 | 7.5239 |  | 51133.5 |  |  | Yes | Series | No |  |  |  | 8A3-J1RJ | DSC - Bookstore Centr | DSC-FPB-18 | ⬜ | Devall Student Center | 1 | No | DSC - Bookstore Centr
Area 13 Devall: ESI ID # 698558676_964-957-840-0-9 / Meter # 698558676; Area 13 Devall: Gas Meter # 2001115775, Gas Acct # 9842593 |  |  |  |  | 124682 |  | ✔ | FPB | [16 empty] | DSC-FPB-19 | 3.0269 |  | 20570.95 |  |  | No | Series | Yes |  |  |  | 8A3-J1QK | DSC - BookstoreExit | DSC-FPB-19 | ⬜ | Devall Student Center | 1 | No | DSC - BookstoreExit
Area 13 Devall: ESI ID # 698558676_964-957-840-0-9 / Meter # 698558676; Area 13 Devall: Gas Meter # 2001115775, Gas Acct # 9842593 |  |  |  |  | 124683 |  | ✔ | FPB | [16 empty] | DSC-FPB-20 | 3.2431 |  | 22040.3 |  |  | Yes | Series | No |  |  |  | 8A3-J1F3 | DSC - Bookstore Invent | DSC-FPB-20 | ⬜ | Devall Student Center | 1 | No | DSC - Bookstore Invent
Area 13 Devall: ESI ID # 698558676_964-957-840-0-9 / Meter # 698558676; Area 13 Devall: Gas Meter # 2001115775, Gas Acct # 9842593 |  |  |  |  | 124684 |  | ✔ | FPB | [16 empty] | DSC-FPB-21 | 2.1837 |  | 20700 |  |  | Yes | Series | No |  |  |  | 8A3-J4JN | DSC - 176_177 | DSC-FPB-21 | ⬜ | Devall Student Center | 1 | No | DSC - 176_177
Area 13 Devall: ESI ID # 698558676_964-957-840-0-9 / Meter # 698558676; Area 13 Devall: Gas Meter # 2001115775, Gas Acct # 9842593 |  |  |  |  | 124685 |  | ✔ | FPB | [16 empty] | DSC-FPB-22 | 2.5512 |  | 21200 |  |  | Yes | Series | No |  |  |  | 8A3-J267 | DSC - Bookstore Office | DSC-FPB-22 | ⬜ | Devall Student Center | 1 | No | DSC - Bookstore Office
Area 13 Devall: ESI ID # 698558676_964-957-840-0-9 / Meter # 698558676; Area 13 Devall: Gas Meter # 2001115775, Gas Acct # 9842593 |  |  |  |  | 124686 |  | ✔ | VAV Box | [16 empty] | DSC-VAV-25 | 2.4647 |  | 16750.63 |  |  | Yes | [5 empty] | 8A3-J1XC | DSC - ConfRm N | DSC-VAV-25 | ⬜ | Devall Student Center | 1 | No | DSC - ConfRm N
Area 13 Devall: ESI ID # 698558676_964-957-840-0-9 / Meter # 698558676; Area 13 Devall: Gas Meter # 2001115775, Gas Acct # 9842593 |  |  |  |  | 124687 |  | ✔ | VAV Box | [16 empty] | DSC-VAV-26 | 1.5567 |  | 10579.35 |  |  | Yes | [5 empty] | 8A3-J12Z | DSC - 165_166 | DSC-VAV-26 | ⬜ | Devall Student Center | 1 | No | DSC - 165_166
Area 13 Devall: ESI ID # 698558676_964-957-840-0-9 / Meter # 698558676; Area 13 Devall: Gas Meter # 2001115775, Gas Acct # 9842593 |  |  |  |  | 124688 |  | ✔ | VAV Box | [16 empty] | DSC-VAV-27 | 3.8052 |  | 33600 |  |  | Yes | [5 empty] | 8A3-J1ES | DSC - RRs East_Janitor | DSC-VAV-27 | ⬜ | Devall Student Center | 1 | No | DSC - RRs East_Janitor
Area 13 Devall: ESI ID # 698558676_964-957-840-0-9 / Meter # 698558676; Area 13 Devall: Gas Meter # 2001115775, Gas Acct # 9842593 |  |  |  |  | 124689 |  | ✔ | VAV Box | [16 empty] | DSC-VAV-28 | 2.162 |  | 14693.53 |  |  | Yes | [5 empty] | 8A3-K873 | DSC - 152 | DSC-VAV-28 | ⬜ | Devall Student Center | 1 | No | DSC - 152
Area 13 Devall: ESI ID # 698558676_964-957-840-0-9 / Meter # 698558676; Area 13 Devall: Gas Meter # 2001115775, Gas Acct # 9842593 |  |  |  | DSC-VAV-29 | 124691 |  | ✔ | SZ |  |  | None |  | Inherited | 1 | 5.2 Tons | 5.1889 |  | Hot Water | 1 | 35264.5 BTUs Per Hour |  |  |  | 35264.48 | [12 empty] | 8A3-K5KK | DSC - Entry East | DSC-VAV-29 | ⬜ | Devall Student Center | 1 | No | DSC - Entry East
Area 13 Devall: ESI ID # 698558676_964-957-840-0-9 / Meter # 698558676; Area 13 Devall: Gas Meter # 2001115775, Gas Acct # 9842593 |  |  |  |  | 124690 |  | ✔ | VAV Box | [16 empty] | DSC-VAV-30 | 4.2809 |  | 29093.2 |  |  | Yes | [5 empty] | 8A3-J1PL | DSC - Bookstore North | DSC-VAV-30 | ⬜ | Devall Student Center | 1 | No | DSC - Bookstore North
Area 13 Devall: ESI ID # 698558676_964-957-840-0-9 / Meter # 698558676; Area 13 Devall: Gas Meter # 2001115775, Gas Acct # 9842593 |  |  |  | DSC-AHU-07 | 124159 | 4-pipe | ✔ | MZU | 25 | 13100 | Economizer |  | Chilled Water | 1 | 53.4 Tons | 53.4 |  | Hot Water | 1 | 365000.0 BTUs Per Hour |  |  |  | 365000 | [12 empty] | 4S3-B11W | DSC - AHU 07 |  |  | Devall Student Center | 2 | No | DSC - AHU 07 Terminals, DSC - Room By Lab A, DSC - Lab B_261, DSC - 237_2 Hall SE, DSC - Hall West 248, DSC - 2 Hall E by 251, DSC - 2 Hall NE, DSC - 231, DSC - 236, DSC - 240, DSC - 238, DSC - 251, DSC - 253, DSC - Lab A_B South, DSC - 254, DSC - 248, DSC - 244, DSC - 246, DSC - 245, DSC - 235, DSC - 2 Floor RR, DSC - 239, DSC - 256
Area 13 Devall: ESI ID # 698558676_964-957-840-0-9 / Meter # 698558676; Area 13 Devall: Gas Meter # 2001115775, Gas Acct # 9842593 |  |  |  |  | 124711 |  | ✔ | FPB | [16 empty] | DSC-FPB-35 | 2.3443 |  | 21900 |  |  | No |  | Yes |  |  |  | 8A5-BNUT | DSC - Room By Lab A | DSC-FPB-35 | ⬜ | Devall Student Center | 2 | No | DSC - Room By Lab A
Area 13 Devall: ESI ID # 698558676_964-957-840-0-9 / Meter # 698558676; Area 13 Devall: Gas Meter # 2001115775, Gas Acct # 9842593 |  |  |  |  | 124712 |  | ✔ | FPB | [16 empty] | DSC-FPB-36 | 3.3361 |  | 55200 |  |  | Yes | Series | No |  |  |  | 8A5-BM1R | DSC - Lab B_261 | DSC-FPB-36 | ⬜ | Devall Student Center | 2 | No | DSC - Lab B_261
Area 13 Devall: ESI ID # 698558676_964-957-840-0-9 / Meter # 698558676; Area 13 Devall: Gas Meter # 2001115775, Gas Acct # 9842593 |  |  |  |  | 124713 |  | ✔ | FPB | [16 empty] | DSC-FPB-37 | 6.7623 |  | 46222.03 |  |  | Yes | Series | Yes |  |  |  | 8A5-BGWV | DSC - 237_2 Hall SE | DSC-FPB-37 | ⬜ | Devall Student Center | 2 | No | DSC - 237_2 Hall SE
Area 13 Devall: ESI ID # 698558676_964-957-840-0-9 / Meter # 698558676; Area 13 Devall: Gas Meter # 2001115775, Gas Acct # 9842593 |  |  |  |  | 124714 |  | ✔ | FPB | [16 empty] | DSC-FPB-38 | 4.5082 |  | 30814.69 |  |  | Yes | Series | Yes |  |  |  | 8A5-BN7L | DSC - Hall West 248 | DSC-FPB-38 | ⬜ | Devall Student Center | 2 | No | DSC - Hall West 248
Area 13 Devall: ESI ID # 698558676_964-957-840-0-9 / Meter # 698558676; Area 13 Devall: Gas Meter # 2001115775, Gas Acct # 9842593 |  |  |  |  | 124716 |  | ✔ | FPB | [16 empty] | DSC-FPB-40 | 4.5082 |  | 30814.69 |  |  | Yes | Series | Yes |  |  |  | 8A5-BNGB | DSC - 2 Hall E by 251 | DSC-FPB-40 | ⬜ | Devall Student Center | 2 | No | DSC - 2 Hall E by 251
Area 13 Devall: ESI ID # 698558676_964-957-840-0-9 / Meter # 698558676; Area 13 Devall: Gas Meter # 2001115775, Gas Acct # 9842593 |  |  |  |  | 124715 |  | ✔ | FPB | [16 empty] | DSC-FPB-39 | 6.7623 |  | 46222.03 |  |  | Yes | Series | Yes |  |  |  | 8A5-BHHF | DSC - 2 Hall NE | DSC-FPB-39 | ⬜ | Devall Student Center | 2 | No | DSC - 2 Hall NE
Area 13 Devall: ESI ID # 698558676_964-957-840-0-9 / Meter # 698558676; Area 13 Devall: Gas Meter # 2001115775, Gas Acct # 9842593 |  |  |  |  | 124717 |  | ✔ | FPB | [16 empty] | DSC-FPB-41 | 5.6353 |  | 38518.36 |  |  | Yes | Series | No |  |  |  | 8A5-BL4Q | DSC - 231 | DSC-FPB-41 | ⬜ | Devall Student Center | 2 | No | DSC - 231
Area 13 Devall: ESI ID # 698558676_964-957-840-0-9 / Meter # 698558676; Area 13 Devall: Gas Meter # 2001115775, Gas Acct # 9842593 |  |  |  | DSC-FPB-42 | 124718 |  | ✔ | VAVAHU |  |  | None |  | Inherited | 1 | 2.5 Tons | 2.4795 |  | Hot Water | 1 | 17600.0 BTUs Per Hour |  |  |  | 17600 | [12 empty] | 8A5-BMFD | DSC - 236 | DSC-FPB-42 | ⬜ | Devall Student Center | 2 | No | DSC - 236
Area 13 Devall: ESI ID # 698558676_964-957-840-0-9 / Meter # 698558676; Area 13 Devall: Gas Meter # 2001115775, Gas Acct # 9842593 |  |  |  |  | 124720 |  | ✔ | FPB | [16 empty] | DSC-FPB-44 | 2.4795 |  | 17400 |  |  | Yes | Series | No |  |  |  | 8A5-BPU4 | DSC - 240 | DSC-FPB-44 | ⬜ | Devall Student Center | 2 | No | DSC - 240
Area 13 Devall: ESI ID # 698558676_964-957-840-0-9 / Meter # 698558676; Area 13 Devall: Gas Meter # 2001115775, Gas Acct # 9842593 |  |  |  |  | 124719 |  | ✔ | FPB | [16 empty] | DSC-FPB-43 | 2.4795 |  | 19600 |  |  | Yes | Series |  |  |  |  | 8A5-BNHA | DSC - 238 | DSC-FPB-43 | ⬜ | Devall Student Center | 2 | No | DSC - 238
Area 13 Devall: ESI ID # 698558676_964-957-840-0-9 / Meter # 698558676; Area 13 Devall: Gas Meter # 2001115775, Gas Acct # 9842593 |  |  |  |  | 124721 | 2-pipe | ✔ | VAV Box | [16 empty] | DSC-VAV-37 | 1.3525 |  | 11200 |  |  | Yes | [5 empty] | 8A5-BMU5 | DSC - 251 | DSC-VAV-37 | ⬜ | Devall Student Center | 2 | No | DSC - 251
Area 13 Devall: ESI ID # 698558676_964-957-840-0-9 / Meter # 698558676; Area 13 Devall: Gas Meter # 2001115775, Gas Acct # 9842593 |  |  |  |  | 124723 |  | ✔ | VAV Box | [16 empty] | DSC-VAV-39 | 0.6762 |  | 6400 |  |  | Yes | [5 empty] | 8A5-BJV6 | DSC - 253 | DSC-VAV-39 | ⬜ | Devall Student Center | 2 | No | DSC - 253
Area 13 Devall: ESI ID # 698558676_964-957-840-0-9 / Meter # 698558676; Area 13 Devall: Gas Meter # 2001115775, Gas Acct # 9842593 |  |  |  |  | 124722 |  | ✔ | VAV Box | [16 empty] | DSC-VAV-38 | 1.1721 |  | 8011.82 |  |  | Yes | [5 empty] | 8A5-BJWU | DSC - Lab A_B South | DSC-VAV-38 | ⬜ | Devall Student Center | 2 | No | DSC - Lab A_B South
Area 13 Devall: ESI ID # 698558676_964-957-840-0-9 / Meter # 698558676; Area 13 Devall: Gas Meter # 2001115775, Gas Acct # 9842593 |  |  |  |  | 124724 | 2-pipe | ✔ | VAV Box | [16 empty] | DSC-VAV-40 | 0.6762 |  | 6400 |  |  | Yes | [5 empty] | 8A5-BNLX | DSC - 254 | DSC-VAV-40 | ⬜ | Devall Student Center | 2 | No | DSC - 254
Area 13 Devall: ESI ID # 698558676_964-957-840-0-9 / Meter # 698558676; Area 13 Devall: Gas Meter # 2001115775, Gas Acct # 9842593 |  |  |  |  | 124725 |  | ✔ | VAV Box | [16 empty] | DSC-VAV-41 | 0.6762 |  | 8400 |  |  | Yes | [5 empty] | 8A5-BL13 | DSC - 248 | DSC-VAV-41 | ⬜ | Devall Student Center | 2 | No | DSC - 248
Area 13 Devall: ESI ID # 698558676_964-957-840-0-9 / Meter # 698558676; Area 13 Devall: Gas Meter # 2001115775, Gas Acct # 9842593 |  |  |  |  | 124726 |  | ✔ | VAV Box | [16 empty] | DSC-VAV-42 | 0.6762 |  | 8300 |  |  | Yes | [5 empty] | 8A5-BNDE | DSC - 244 | DSC-VAV-42 | ⬜ | Devall Student Center | 2 | No | DSC - 244
Area 13 Devall: ESI ID # 698558676_964-957-840-0-9 / Meter # 698558676; Area 13 Devall: Gas Meter # 2001115775, Gas Acct # 9842593 |  |  |  |  | 124727 |  | ✔ | VAV Box | [16 empty] | DSC-VAV-43 | 0.6762 |  | 8400 |  |  | Yes | [5 empty] | 8A5-BL7N | DSC - 246 | DSC-VAV-43 | ⬜ | Devall Student Center | 2 | No | DSC - 246
Area 13 Devall: ESI ID # 698558676_964-957-840-0-9 / Meter # 698558676; Area 13 Devall: Gas Meter # 2001115775, Gas Acct # 9842593 |  |  |  |  | 124728 |  | ✔ | VAV Box | [16 empty] | DSC-VAV-44 | 0.6762 |  | 6400 |  |  | Yes | [5 empty] | 8A5-BJUV | DSC - 245 | DSC-VAV-44 | ⬜ | Devall Student Center | 2 | No | DSC - 245
Area 13 Devall: ESI ID # 698558676_964-957-840-0-9 / Meter # 698558676; Area 13 Devall: Gas Meter # 2001115775, Gas Acct # 9842593 |  |  |  |  | 124729 |  | ✔ | VAV Box | [16 empty] | DSC-VAV-46 | 1.3525 |  | 13600 |  |  | Yes | [5 empty] | 8A5-BNBG | DSC - 235 | DSC-VAV-46 | ⬜ | Devall Student Center | 2 | No | DSC - 235
Area 13 Devall: ESI ID # 698558676_964-957-840-0-9 / Meter # 698558676; Area 13 Devall: Gas Meter # 2001115775, Gas Acct # 9842593 |  |  |  |  | 124730 |  | ✔ | VAV Box | [16 empty] | DSC-VAV-45 | 1.2398 |  | 14900 |  |  | Yes | [5 empty] | 8A5-BHS8 | DSC - 2 Floor RR | DSC-VAV-45 | ⬜ | Devall Student Center | 2 | No | DSC - 2 Floor RR
Area 13 Devall: ESI ID # 698558676_964-957-840-0-9 / Meter # 698558676; Area 13 Devall: Gas Meter # 2001115775, Gas Acct # 9842593 |  |  |  |  | 124731 |  | ✔ | VAV Box | [16 empty] | DSC-VAV-47 | 2.0287 |  | 24600 |  |  | Yes | [5 empty] | 8A5-BLT6 | DSC - 239 | DSC-VAV-47 | ⬜ | Devall Student Center | 2 | No | DSC - 239
Area 13 Devall: ESI ID # 698558676_964-957-840-0-9 / Meter # 698558676; Area 13 Devall: Gas Meter # 2001115775, Gas Acct # 9842593 |  |  |  |  | 124732 |  | ✔ | VAV Box | [16 empty] | DSC-VAV-48 | 0.9016 |  | 11200 |  |  | Yes | [5 empty] | 8A5-BJ8P | DSC - 256 | DSC-VAV-48 | ⬜ | Devall Student Center | 2 | No | DSC - 256
Area 13 Devall: ESI ID # 698558676_964-957-840-0-9 / Meter # 698558676; Area 13 Devall: Gas Meter # 2001115775, Gas Acct # 9842593 |  |  |  | DSC-AHU-06 | 124158 | 4-pipe | ✔ | VAVAHU | 20 | 11200 | Economizer |  | Chilled Water | 1 | 35.0 Tons | 35 |  | Hot Water | 1 | 310000.0 BTUs Per Hour |  |  |  | 310000 | [12 empty] | 4S3-B2CQ | DSC-AHU-06 |  | ⬜ | Devall Student Center | 2 | No | DSC - AHU 06 Terminals, DSC - 203, DSC - 202, DSC - 204, DSC - 210_WestHall, DSC - 209_212, DSC - 214, DSC - 217, DSC - 221, DSC - 222, DSC - 218, DSC - 2 Hall Centr N, DSC - 205_208, DSC - 2Hall SE, DSC - RR Floor 2, DSC - 2 Hall Central S
Area 13 Devall: ESI ID # 698558676_964-957-840-0-9 / Meter # 698558676; Area 13 Devall: Gas Meter # 2001115775, Gas Acct # 9842593 |  |  |  |  | 124692 |  | ✔ | FPB | [16 empty] | DSC-FPB-25 | 1.2417 |  | 15400 |  |  | Yes | Series | No |  |  |  | 8A5-BQ11 | DSC - 203 | DSC-FPB-25 | ⬜ | Devall Student Center | 2 | No | DSC - 203
Area 13 Devall: ESI ID # 698558676_964-957-840-0-9 / Meter # 698558676; Area 13 Devall: Gas Meter # 2001115775, Gas Acct # 9842593 |  |  |  |  | 124693 |  | ✔ | FPB | [16 empty] | DSC-FPB-24 | 1.3348 |  | 18000 |  |  | Yes | Series |  |  |  |  | 8A5-BMMX | DSC - 202 | DSC-FPB-24 | ⬜ | Devall Student Center | 2 | No | DSC - 202
Area 13 Devall: ESI ID # 698558676_964-957-840-0-9 / Meter # 698558676; Area 13 Devall: Gas Meter # 2001115775, Gas Acct # 9842593 |  |  |  |  | 124694 |  | ✔ | FPB | [16 empty] | DSC-FPB-26 | 1.6763 |  | 18100 |  |  | Yes | Series | Yes |  |  |  | 8A5-BK7P | DSC - 204 | DSC-FPB-26 | ⬜ | Devall Student Center | 2 | No | DSC - 204
Area 13 Devall: ESI ID # 698558676_964-957-840-0-9 / Meter # 698558676; Area 13 Devall: Gas Meter # 2001115775, Gas Acct # 9842593 |  |  |  |  | 124695 |  | ✔ | FPB | [16 empty] | DSC-FPB-27 | 4.5632 |  | 40416.85 |  |  | Yes | Series |  |  |  |  | 8A5-BQFA | DSC - 210_WestHall | DSC-FPB-27 | ⬜ | Devall Student Center | 2 | No | DSC - 210_WestHall
Area 13 Devall: ESI ID # 698558676_964-957-840-0-9 / Meter # 698558676; Area 13 Devall: Gas Meter # 2001115775, Gas Acct # 9842593 |  |  |  | DSC-FPB-28 | 124696 |  | ✔ | SZ |  |  | None |  | Inherited | 1 | 3.2 Tons | 3.2284 |  | Hot Water | 1 | 39900.0 BTUs Per Hour |  |  |  | 39900 | [12 empty] | 8A5-BNWS | DSC - 209_212 | DSC-FPB-28 | ⬜ | Devall Student Center | 2 | No | DSC - 209_212
Area 13 Devall: ESI ID # 698558676_964-957-840-0-9 / Meter # 698558676; Area 13 Devall: Gas Meter # 2001115775, Gas Acct # 9842593 |  |  |  |  | 124697 |  | ✔ | FPB | [16 empty] | DSC-FPB-29 | 1.5521 |  | 17800 |  |  | Yes | Series |  |  |  |  | 8A5-BKXT | DSC - 214 | DSC-FPB-29 | ⬜ | Devall Student Center | 2 | No | DSC - 214
Area 13 Devall: ESI ID # 698558676_964-957-840-0-9 / Meter # 698558676; Area 13 Devall: Gas Meter # 2001115775, Gas Acct # 9842593 |  |  |  |  | 124698 |  | ✔ | FPB | [16 empty] | DSC-FPB-30 | 1.2417 |  | 17800 |  |  | Yes | Series | No |  |  |  | 8A5-BN8K | DSC - 217 | DSC-FPB-30 | ⬜ | Devall Student Center | 2 | No | DSC - 217
Area 13 Devall: ESI ID # 698558676_964-957-840-0-9 / Meter # 698558676; Area 13 Devall: Gas Meter # 2001115775, Gas Acct # 9842593 |  |  |  |  | 124700 |  | ✔ | FPB | [16 empty] | DSC-FPB-32 | 2.0177 |  | 22500 |  |  | Yes | Series |  |  |  |  | 8A5-BKFF | DSC - 221 | DSC-FPB-32 | ⬜ | Devall Student Center | 2 | No | DSC - 221
Area 13 Devall: ESI ID # 698558676_964-957-840-0-9 / Meter # 698558676; Area 13 Devall: Gas Meter # 2001115775, Gas Acct # 9842593 |  |  |  |  | 124701 |  | ✔ | FPB | [16 empty] | DSC-FPB-33 | 2.0177 |  | 22500 |  |  | Yes | Series | Yes |  |  |  | 8A5-BNK9 | DSC - 222 | DSC-FPB-33 | ⬜ | Devall Student Center | 2 | No | DSC - 222
Area 13 Devall: ESI ID # 698558676_964-957-840-0-9 / Meter # 698558676; Area 13 Devall: Gas Meter # 2001115775, Gas Acct # 9842593 |  |  |  | DSC-FPB-31 | 124699 |  | ✔ | SZ |  |  | None |  | Inherited | 1 | 1.9 Tons | 1.8625 |  | Hot Water | 1 | 22300.0 BTUs Per Hour |  |  |  | 22300 | [12 empty] | 8A5-BMCG | DSC - 218 | DSC-FPB-31 | ⬜ | Devall Student Center | 2 | No | DSC - 218
Area 13 Devall: ESI ID # 698558676_964-957-840-0-9 / Meter # 698558676; Area 13 Devall: Gas Meter # 2001115775, Gas Acct # 9842593 |  |  |  |  | 124702 |  | ✔ | FPB | [16 empty] | DSC-FPB-34 | 6.5188 |  | 57738.36 |  |  | Yes | Series | Yes |  |  |  | 8A5-BN12 | DSC - 2 Hall Centr N | DSC-FPB-34 | ⬜ | Devall Student Center | 2 | No | DSC - 2 Hall Centr N
Area 13 Devall: ESI ID # 698558676_964-957-840-0-9 / Meter # 698558676; Area 13 Devall: Gas Meter # 2001115775, Gas Acct # 9842593 |  |  |  |  | 124703 |  | ✔ | VAV Box | [16 empty] | DSC-VAV-33 | 0.8071 |  | 9200 |  |  | Yes | [5 empty] | 8A5-BQQU | DSC - 205_208 | DSC-VAV-33 | ⬜ | Devall Student Center | 2 | No | DSC - 205_208
Area 13 Devall: ESI ID # 698558676_964-957-840-0-9 / Meter # 698558676; Area 13 Devall: Gas Meter # 2001115775, Gas Acct # 9842593 |  |  |  |  | 124704 |  | ✔ | VAV Box | [16 empty] | DSC-VAV-34 | 2.98 |  | 26394.68 |  |  | Yes | [5 empty] | 8A5-BMW4 | DSC - 2Hall SE | DSC-VAV-34 | ⬜ | Devall Student Center | 2 | No | DSC - 2Hall SE
Area 13 Devall: ESI ID # 698558676_964-957-840-0-9 / Meter # 698558676; Area 13 Devall: Gas Meter # 2001115775, Gas Acct # 9842593 |  |  |  |  | 124706 |  | ✔ | VAV Box | [16 empty] | DSC-VAV-36 | 0.8537 |  | 14900 |  |  | Yes | [5 empty] | 8A5-BKN9 | DSC - RR Floor 2 | DSC-VAV-36 | ⬜ | Devall Student Center | 2 | No | DSC - RR Floor 2
Area 13 Devall: ESI ID # 698558676_964-957-840-0-9 / Meter # 698558676; Area 13 Devall: Gas Meter # 2001115775, Gas Acct # 9842593 |  |  |  |  | 124705 |  | ✔ | VAV Box | [16 empty] | DSC-VAV-35 | 3.1042 |  | 27500 |  |  | Yes | [5 empty] | 8A5-BL32 | DSC - 2 Hall Central S | DSC-VAV-35 | ⬜ | Devall Student Center | 2 | No | DSC - 2 Hall Central S
Area 13 Devall: ESI ID # 698558676_964-957-840-0-9 / Meter # 698558676; Area 13 Devall: Gas Meter # 2001115775, Gas Acct # 9842593 |  |  |  | DSC-RTU-08 | 124160 | 4-pipe | ✔ | MZU | 7.5 | 5100 | Economizer |  | Chilled Water | 1 | 23.6 Tons | 23.6417 |  | Hot Water | 1 | 165900.0 BTUs Per Hour |  |  |  | 165900 | [12 empty] | 4S3-PJB4 | DSC-RTU-08 |  | ⬜ | Devall Student Center | 1 | No | DSC - AHU 08 Terminals, DSC - Ballroom NE, DSC - Ballroom Central, DSC - Ballroom NW, DSC - Ballroom S
Area 13 Devall: ESI ID # 698558676_964-957-840-0-9 / Meter # 698558676; Area 13 Devall: Gas Meter # 2001115775, Gas Acct # 9842593 |  |  |  |  | 124707 |  | ✔ | VAV Box | [16 empty] | DSC-VAV-01 | 4.3875 |  | 37400 |  |  | Yes | [5 empty] | 8A5-BM22 | DSC - Ballroom NE | DSC-VAV-01 | ⬜ | Devall Student Center | 1 | No | DSC - Ballroom NE
Area 13 Devall: ESI ID # 698558676_964-957-840-0-9 / Meter # 698558676; Area 13 Devall: Gas Meter # 2001115775, Gas Acct # 9842593 |  |  |  |  | 124709 |  | ✔ | VAV Box | [16 empty] | DSC-VAV-03 | 6.4658 |  | 59200 |  |  | Yes | [5 empty] | 8A5-BN6M | DSC - Ballroom Central | DSC-VAV-03 | ⬜ | Devall Student Center | 1 | No | DSC - Ballroom Central
Area 13 Devall: ESI ID # 698558676_964-957-840-0-9 / Meter # 698558676; Area 13 Devall: Gas Meter # 2001115775, Gas Acct # 9842593 |  |  |  | DSC-VAV-02 | 124708 |  | ✔ | SZ |  |  | None |  | Inherited | 1 | 6.0 Tons | 6.0039 |  | Hot Water | 1 | 50900.0 BTUs Per Hour |  |  |  | 50900 | [12 empty] | 8A5-BMQ7 | DSC - Ballroom NW | DSC-VAV-02 | ⬜ | Devall Student Center | 1 | No | DSC - Ballroom NW
Area 13 Devall: ESI ID # 698558676_964-957-840-0-9 / Meter # 698558676; Area 13 Devall: Gas Meter # 2001115775, Gas Acct # 9842593 |  |  |  |  | 124710 |  | ✔ | VAV Box | [16 empty] | DSC-VAV-04 | 6.7429 |  | 61000 |  |  | Yes | [5 empty] | 8A5-BK61 | DSC - Ballroom S | DSC-VAV-04 | ⬜ | Devall Student Center | 1 | No | DSC - Ballroom S
Area 13 Devall: ESI ID # 698558676_964-957-840-0-9 / Meter # 698558676; Area 13 Devall: Gas Meter # 2001115775, Gas Acct # 9842593 |  |  |  | DSC-RTU-W | 124161 |  | ✔ | SZ |  |  | None |  | DX | 1 | 4.0 Tons | 4 | No | Electric ¦ Resistance | 1 | 10.0 kW |  | 10 | [14 empty] | 8A5-BJ4R | DSC - Lab A | DSC-RTU-W | ⬜ | Devall Student Center | 2 | No | DSC - Lab A
Area 13 Devall: ESI ID # 698558676_964-957-840-0-9 / Meter # 698558676; Area 13 Devall: Gas Meter # 2001115775, Gas Acct # 9842593 |  |  |  | DSC-RTU-E | 124162 |  | ✔ | SZ |  |  | None | [5 empty] | No | [19 empty] | 8A5-BNX3 | DSC - Lab B | DSC-RTU-E | ⬜ | Devall Student Center | 2 | No | DSC - Lab B
Area 14 Turk, Porter, CAT VoTech: ESI ID # 698666629_964-957-840-0-9 / Meter # 698666629; Area 14 Turk, Porter, CAT, ECP, Votech: Gas Meter # 2001115789, Gas Acct # 1647462
Area 14 Turk, Porter, CAT VoTech: ESI ID # 698666629_964-957-840-0-9 / Meter # 698666629; Area 14 Turk, Porter, CAT, ECP, Votech: Gas Meter # 2001115789, Gas Acct # 1647462 |  |  |  | BPBA-FCU-101 | 124166 | 4-pipe | ✔ | SZ |  | 1060 | Minimum |  | Chilled Water | 1 | 4.7 Tons | 4.675 |  | Hot Water | 1 | 42600.0 BTUs Per Hour |  |  |  | 42600 | [12 empty] | 8A3-JL2N | BPBA - 101 | BPBA-FCU-101 | ⬜ | Bonnie Porter Business Administration Building | 1 | No | BPBA - 101
Area 14 Turk, Porter, CAT VoTech: ESI ID # 698666629_964-957-840-0-9 / Meter # 698666629; Area 14 Turk, Porter, CAT, ECP, Votech: Gas Meter # 2001115789, Gas Acct # 1647462 |  |  |  | BPBA-FCU-COR-1W | 124165 | 4-pipe | ✔ | SZ |  | 1060 | Minimum |  | Chilled Water | 1 | 4.7 Tons | 4.675 |  | Hot Water | 1 | 42600.0 BTUs Per Hour |  |  |  | 42600 | [12 empty] | 8A3-JK7J | BPBA - Entry West | BPBA-FCU-COR-1W | ⬜ | Bonnie Porter Business Administration Building | 1 | No | BPBA - Entry West
Area 14 Turk, Porter, CAT VoTech: ESI ID # 698666629_964-957-840-0-9 / Meter # 698666629; Area 14 Turk, Porter, CAT, ECP, Votech: Gas Meter # 2001115789, Gas Acct # 1647462 |  |  |  | BPBA-FCU-103 | 124167 | 4-pipe | ✔ | SZ |  | 300 | Minimum |  | Chilled Water | 1 | 0.7 Tons | 0.6917 |  | Hot Water | 1 | 14900.0 BTUs Per Hour |  |  |  | 14900 | [12 empty] | 8A3-JLG9 | BPBA - 103A_103D | BPBA-FCU-103 | ⬜ | Bonnie Porter Business Administration Building | 1 | No | BPBA - 103A_103D
Area 14 Turk, Porter, CAT VoTech: ESI ID # 698666629_964-957-840-0-9 / Meter # 698666629; Area 14 Turk, Porter, CAT, ECP, Votech: Gas Meter # 2001115789, Gas Acct # 1647462 |  |  |  | BPBA-FCU-103B | 124168 | 4-pipe | ✔ | SZ |  | 600 | Partial Economizer |  | Chilled Water | 1 | 1.2 Tons | 1.1583 |  | Hot Water | 1 | 25400.0 BTUs Per Hour |  |  |  | 25400 | [12 empty] | 7S3-GW6R | BPBA - 103B_103C | BPBA-FCU-103B | ⬜ | Bonnie Porter Business Administration Building | 1 | No | BPBA - 103B_103C
Area 14 Turk, Porter, CAT VoTech: ESI ID # 698666629_964-957-840-0-9 / Meter # 698666629; Area 14 Turk, Porter, CAT, ECP, Votech: Gas Meter # 2001115789, Gas Acct # 1647462 |  |  |  | BPBA-FCU-105 | 124170 | 4-pipe | ✔ | SZ |  | 300 | Minimum |  | Chilled Water | 1 | 0.7 Tons | 0.6917 |  | Hot Water | 1 | 14900.0 BTUs Per Hour |  |  |  | 14900 | [12 empty] | 8A5-BUD9 | BPBA - 105 | BPBA-FCU-105 | ⬜ | Bonnie Porter Business Administration Building | 1 | No | BPBA - 105
Area 14 Turk, Porter, CAT VoTech: ESI ID # 698666629_964-957-840-0-9 / Meter # 698666629; Area 14 Turk, Porter, CAT, ECP, Votech: Gas Meter # 2001115789, Gas Acct # 1647462 |  |  |  | BPBA-FCU-104 | 124169 | 4-pipe | ✔ | SZ |  | 700 | Minimum |  | Chilled Water | 1 | 1.4 Tons | 1.425 |  | Hot Water | 1 | 28200.0 BTUs Per Hour |  |  |  | 28200 | [12 empty] | 8A3-JM3L | BPBA - 102_104_100 | BPBA-FCU-104 | ⬜ | Bonnie Porter Business Administration Building | 1 | No | BPBA - 102_104_100
Area 14 Turk, Porter, CAT VoTech: ESI ID # 698666629_964-957-840-0-9 / Meter # 698666629; Area 14 Turk, Porter, CAT, ECP, Votech: Gas Meter # 2001115789, Gas Acct # 1647462 |  |  |  | BPBA-FCU-105A | 124171 | 4-pipe | ✔ | SZ |  | 600 | Minimum |  | Chilled Water | 1 | 1.2 Tons | 1.1583 |  | Hot Water | 1 | 25400.0 BTUs Per Hour |  |  |  | 25400 | [12 empty] | 8A5-BRBD | BPBA - 105A_105B | BPBA-FCU-105A | ⬜ | Bonnie Porter Business Administration Building | 1 | No | BPBA - 105A_105B
Area 14 Turk, Porter, CAT VoTech: ESI ID # 698666629_964-957-840-0-9 / Meter # 698666629; Area 14 Turk, Porter, CAT, ECP, Votech: Gas Meter # 2001115789, Gas Acct # 1647462 |  |  |  | BPBA-FCU-ENTRY | 124172 | 4-pipe | ✔ | SZ |  | 1000 | Minimum |  | Chilled Water | 1 | 1.8 Tons | 1.8333 |  | Hot Water | 1 | 40500.0 BTUs Per Hour |  |  |  | 40500 | [12 empty] | 8A5-BXDW | BPBA - Main Entry | BPBA-FCU-ENTRY | ⬜ | Bonnie Porter Business Administration Building | 1 | No | BPBA - Main Entry
Area 14 Turk, Porter, CAT VoTech: ESI ID # 698666629_964-957-840-0-9 / Meter # 698666629; Area 14 Turk, Porter, CAT, ECP, Votech: Gas Meter # 2001115789, Gas Acct # 1647462 |  |  |  | BPBA-FCU-107 | 124173 | 4-pipe | ✔ | SZ |  | 300 | Minimum |  | Chilled Water | 1 | 0.7 Tons | 0.6917 |  | Hot Water | 1 | 14900.0 BTUs Per Hour |  |  |  | 14900 | [12 empty] | 8A3-JM6H | BPBA - 107 | BPBA-FCU-107 | ⬜ | Bonnie Porter Business Administration Building | 1 | No | BPBA - 107
Area 14 Turk, Porter, CAT VoTech: ESI ID # 698666629_964-957-840-0-9 / Meter # 698666629; Area 14 Turk, Porter, CAT, ECP, Votech: Gas Meter # 2001115789, Gas Acct # 1647462 |  |  |  | BPBA-FCU-110 | 124174 | 4-pipe | ✔ | SZ |  | 500 | Minimum |  | Chilled Water | 1 | 0.9 Tons | 0.8833 |  | Hot Water | 1 | 14900.0 BTUs Per Hour |  |  |  | 14900 | [12 empty] | 8A3-JKWR | BPBA - 110 | BPBA-FCU-110 | ⬜ | Bonnie Porter Business Administration Building | 1 | No | BPBA - 110
Area 14 Turk, Porter, CAT VoTech: ESI ID # 698666629_964-957-840-0-9 / Meter # 698666629; Area 14 Turk, Porter, CAT, ECP, Votech: Gas Meter # 2001115789, Gas Acct # 1647462 |  |  |  | BPBA-FCU-109 | 124175 | 4-pipe | ✔ | SZ |  | 250 | Minimum |  | Chilled Water | 1 | 0.5 Tons | 0.4583 |  | Hot Water | 1 | 10300.0 BTUs Per Hour |  |  |  | 10300 | [12 empty] | 8A3-JN8E | BPBA - 109 | BPBA-FCU-109 | ⬜ | Bonnie Porter Business Administration Building | 1 | No | BPBA - 109
Area 14 Turk, Porter, CAT VoTech: ESI ID # 698666629_964-957-840-0-9 / Meter # 698666629; Area 14 Turk, Porter, CAT, ECP, Votech: Gas Meter # 2001115789, Gas Acct # 1647462 |  |  |  | BPBA-FCU-111D | 124179 | 4-pipe | ✔ | SZ |  | 1275 | Minimum |  | Chilled Water | 1 | 2.5 Tons | 2.4583 |  | Hot Water | 1 | 47400.0 BTUs Per Hour |  |  |  | 47400 | [12 empty] | 8A3-JSJ5 | BPBA - 113 | BPBA-FCU-111D | ⬜ | Bonnie Porter Business Administration Building | 1 | No | BPBA - 113
Area 14 Turk, Porter, CAT VoTech: ESI ID # 698666629_964-957-840-0-9 / Meter # 698666629; Area 14 Turk, Porter, CAT, ECP, Votech: Gas Meter # 2001115789, Gas Acct # 1647462 |  |  |  | BPBA-FCU-112 | 124180 | 4-pipe | ✔ | SZ |  | 1000 | Minimum |  | Chilled Water | 1 | 1.8 Tons | 1.8333 |  | Hot Water | 1 | 40500.0 BTUs Per Hour |  |  |  | 40500 | [12 empty] | 8A5-BSDA | BPBA - 112 | BPBA-FCU-112 | ⬜ | Bonnie Porter Business Administration Building | 1 | No | BPBA - 112
Area 14 Turk, Porter, CAT VoTech: ESI ID # 698666629_964-957-840-0-9 / Meter # 698666629; Area 14 Turk, Porter, CAT, ECP, Votech: Gas Meter # 2001115789, Gas Acct # 1647462 |  |  |  | BPBA-FCU-114 | 124181 | 4-pipe | ✔ | SZ |  | 1000 | Minimum |  | Chilled Water | 1 | 1.8 Tons | 1.8333 |  | Hot Water | 1 | 40500.0 BTUs Per Hour |  |  |  | 40500 | [12 empty] | 8A3-JSKT | BPBA - 114 | BPBA-FCU-114 | ⬜ | Bonnie Porter Business Administration Building | 1 | No | BPBA - 114
Area 14 Turk, Porter, CAT VoTech: ESI ID # 698666629_964-957-840-0-9 / Meter # 698666629; Area 14 Turk, Porter, CAT, ECP, Votech: Gas Meter # 2001115789, Gas Acct # 1647462 |  |  |  | BPBA-FCU-115 | 124182 | 4-pipe | ✔ | SZ |  | 1060 | Minimum |  | Chilled Water | 1 | 4.7 Tons | 4.675 |  | Hot Water | 1 | 42600.0 BTUs Per Hour |  |  |  | 42600 | [12 empty] | 8A3-K8X7 | BPBA - 115 | BPBA-FCU-115 | ⬜ | Bonnie Porter Business Administration Building | 1 | No | BPBA - 115
Area 14 Turk, Porter, CAT VoTech: ESI ID # 698666629_964-957-840-0-9 / Meter # 698666629; Area 14 Turk, Porter, CAT, ECP, Votech: Gas Meter # 2001115789, Gas Acct # 1647462 |  |  |  | BPBA-FCU-116 | 124183 | 4-pipe | ✔ | SZ |  | 1000 | Minimum |  | Chilled Water | 1 | 1.8 Tons | 1.8333 |  | Hot Water | 1 | 40500.0 BTUs Per Hour |  |  |  | 40500 | [12 empty] | 8A3-JSTP | BPBA - 116 | BPBA-FCU-116 | ⬜ | Bonnie Porter Business Administration Building | 1 | No | BPBA - 116
Area 14 Turk, Porter, CAT VoTech: ESI ID # 698666629_964-957-840-0-9 / Meter # 698666629; Area 14 Turk, Porter, CAT, ECP, Votech: Gas Meter # 2001115789, Gas Acct # 1647462 |  |  |  | BPBA-FCU-RR-1M | 124184 | 4-pipe | ✔ | SZ |  | 300 | None |  | Chilled Water | 1 | 0.7 Tons | 0.6917 |  | Hot Water | 1 | 14900.0 BTUs Per Hour |  |  |  | 14900 | [12 empty] | 8A3-JMLV | BPBA - MRR 1st Floor | BPBA-FCU-RR-1M | ⬜ | Bonnie Porter Business Administration Building | 1 | No | BPBA - MRR 1st Floor
Area 14 Turk, Porter, CAT VoTech: ESI ID # 698666629_964-957-840-0-9 / Meter # 698666629; Area 14 Turk, Porter, CAT, ECP, Votech: Gas Meter # 2001115789, Gas Acct # 1647462 |  |  |  | BPBA-FCU-RR-1W | 124185 | 4-pipe | ✔ | SZ |  | 300 | Minimum |  | Chilled Water | 1 | 0.7 Tons | 0.6917 |  | Hot Water | 1 | 14900.0 BTUs Per Hour |  |  |  | 14900 | [12 empty] | 8A5-BVHV | BPBA - WRR 1st Floor | BPBA-FCU-RR-1W | ⬜ | Bonnie Porter Business Administration Building | 1 | No | BPBA - WRR 1st Floor
Area 14 Turk, Porter, CAT VoTech: ESI ID # 698666629_964-957-840-0-9 / Meter # 698666629; Area 14 Turk, Porter, CAT, ECP, Votech: Gas Meter # 2001115789, Gas Acct # 1647462 |  |  |  | BPBA-FCU-COR-1E | 124190 | 4-pipe | ✔ | SZ |  | 1060 | Minimum |  | Chilled Water | 1 | 4.7 Tons | 4.675 |  | Hot Water | 1 | 42600.0 BTUs Per Hour |  |  |  | 42600 | [12 empty] | 8A3-JLBD | BPBA - Entry East | BPBA-FCU-COR-1E | ⬜ | Bonnie Porter Business Administration Building | 1 | No | BPBA - Entry East
Area 14 Turk, Porter, CAT VoTech: ESI ID # 698666629_964-957-840-0-9 / Meter # 698666629; Area 14 Turk, Porter, CAT, ECP, Votech: Gas Meter # 2001115789, Gas Acct # 1647462 |  |  |  | BPBA-FCU-COR-2W | 124191 | 4-pipe | ✔ | SZ |  | 1060 | Minimum |  | Chilled Water | 1 | 4.7 Tons | 4.675 |  | Hot Water | 1 | 42600.0 BTUs Per Hour |  |  |  | 42600 | [12 empty] | 8A3-JP9C | BPBA - Fl2 Hallway West | BPBA-FCU-COR-2W | ⬜ | Bonnie Porter Business Administration Building | 2 | No | BPBA - Fl2 Hallway West
Area 14 Turk, Porter, CAT VoTech: ESI ID # 698666629_964-957-840-0-9 / Meter # 698666629; Area 14 Turk, Porter, CAT, ECP, Votech: Gas Meter # 2001115789, Gas Acct # 1647462 |  |  |  | BPBA-FCU-202 | 124194 | 4-pipe | ✔ | SZ |  | 250 | Minimum |  | Chilled Water | 1 | 0.5 Tons | 0.4583 |  | Hot Water | 1 | 10300.0 BTUs Per Hour |  |  |  | 10300 | [12 empty] | 8A3-JLKW | BPBA - 202 | BPBA-FCU-202 | ⬜ | Bonnie Porter Business Administration Building | 2 | No | BPBA - 202
Area 14 Turk, Porter, CAT VoTech: ESI ID # 698666629_964-957-840-0-9 / Meter # 698666629; Area 14 Turk, Porter, CAT, ECP, Votech: Gas Meter # 2001115789, Gas Acct # 1647462 |  |  |  | BPBA-FCU-203 | 124196 | 4-pipe | ✔ | SZ |  | 1000 | Minimum |  | Chilled Water | 1 | 1.8 Tons | 1.8333 |  | Hot Water | 1 | 40500.0 BTUs Per Hour |  |  |  | 40500 | [12 empty] | 8A3-JM8F | BPBA - 203 | BPBA-FCU-203 | ⬜ | Bonnie Porter Business Administration Building | 2 | No | BPBA - 203
Area 14 Turk, Porter, CAT VoTech: ESI ID # 698666629_964-957-840-0-9 / Meter # 698666629; Area 14 Turk, Porter, CAT, ECP, Votech: Gas Meter # 2001115789, Gas Acct # 1647462 |  |  |  | BPBA-FCU-205 | 124198 | 4-pipe | ✔ | SZ |  | 500 | Minimum |  | Chilled Water | 1 | 0.9 Tons | 0.8833 |  | Hot Water | 1 | 14900.0 BTUs Per Hour |  |  |  | 14900 | [12 empty] | 8A3-JLVR | BPBA - 205A_205D | BPBA-FCU-205 | ⬜ | Bonnie Porter Business Administration Building | 2 | No | BPBA - 205A_205D
Area 14 Turk, Porter, CAT VoTech: ESI ID # 698666629_964-957-840-0-9 / Meter # 698666629; Area 14 Turk, Porter, CAT, ECP, Votech: Gas Meter # 2001115789, Gas Acct # 1647462 |  |  |  | BPBA-FCU-RR-2M | 124209 | 4-pipe | ✔ | SZ |  | 300 | Minimum |  | Chilled Water | 1 | 0.7 Tons | 0.6917 |  | Hot Water | 1 | 14900.0 BTUs Per Hour |  |  |  | 14900 | [12 empty] | 8A3-JNHW | BPBA - MRR 2nd Floor | BPBA-FCU-RR-2M | ⬜ | Bonnie Porter Business Administration Building | 2 | No | BPBA - MRR 2nd Floor
Area 14 Turk, Porter, CAT VoTech: ESI ID # 698666629_964-957-840-0-9 / Meter # 698666629; Area 14 Turk, Porter, CAT, ECP, Votech: Gas Meter # 2001115789, Gas Acct # 1647462 |  |  |  | BPBA-FCU-RR-2W | 124210 | 4-pipe | ✔ | SZ |  | 300 | Minimum |  | Chilled Water | 1 | 0.7 Tons | 0.6917 |  | Hot Water | 1 | 14900.0 BTUs Per Hour |  |  |  | 14900 | [12 empty] | 8A3-JNL6 | BPBA - WRR 2nd Floor | BPBA-FCU-RR-2W | ⬜ | Bonnie Porter Business Administration Building | 2 | No | BPBA - WRR 2nd Floor
Area 14 Turk, Porter, CAT VoTech: ESI ID # 698666629_964-957-840-0-9 / Meter # 698666629; Area 14 Turk, Porter, CAT, ECP, Votech: Gas Meter # 2001115789, Gas Acct # 1647462 |  |  |  | BPBA-RTU-01 | 124218 |  | ✔ | OAHU | 5 | 4000 | 100% OA Only |  | DX | 1 | 40.0 Tons | 40 | No | Electric ¦ Resistance | 1 | 56.0 kW |  | 56 | [14 empty] | 8A5-KGR5 | BPBA - FCUs West Building | BPBA-RTU-01 | ⬜ | Bonnie Porter Business Administration Building | 1/2 | No | BPBA - FCUs West Building
Area 14 Turk, Porter, CAT VoTech: ESI ID # 698666629_964-957-840-0-9 / Meter # 698666629; Area 14 Turk, Porter, CAT, ECP, Votech: Gas Meter # 2001115789, Gas Acct # 1647462 |  |  |  | BPBA-FCU-COR-2E | 124217 | 4-pipe | ✔ | SZ |  | 1060 | Minimum |  | Chilled Water | 1 | 4.7 Tons | 4.675 |  | Hot Water | 1 | 42600.0 BTUs Per Hour |  |  |  | 42600 | [12 empty] | 8A3-JL7H | BPBA - 2nd Fl Hall E | BPBA-FCU-COR-2E | ⬜ | Bonnie Porter Business Administration Building | 2 | No | BPBA - 2nd Fl Hall E
Area 14 Turk, Porter, CAT VoTech: ESI ID # 698666629_964-957-840-0-9 / Meter # 698666629; Area 14 Turk, Porter, CAT, ECP, Votech: Gas Meter # 2001115789, Gas Acct # 1647462 |  |  |  | BPBA-RTU-02 | 124219 |  | ✔ | OAHU | 5 | 4000 | 100% OA Only |  | DX | 1 | 40.0 Tons | 40 | No | Electric ¦ Resistance | 1 | 56.0 kW |  | 56 | [14 empty] | 8A3-J8DP | BPBA - FCUs East Building | BPBA-RTU-02 | ⬜ | Bonnie Porter Business Administration Building | 1/2 | No | BPBA - FCUs East Building
Area 14 Turk, Porter, CAT VoTech: ESI ID # 698666629_964-957-840-0-9 / Meter # 698666629; Area 14 Turk, Porter, CAT, ECP, Votech: Gas Meter # 2001115789, Gas Acct # 1647462 |  |  |  | BPBA-SS-01 | 124220 |  | ✔ | SZ |  |  | None |  | DX | 1 | 5.0 Tons | 5 | Yes | [23 empty] | Bonnie Porter Business Administration Building | - | No | BPBA - SS Room 111
Area 14 Turk, Porter, CAT VoTech: ESI ID # 698666629_964-957-840-0-9 / Meter # 698666629; Area 14 Turk, Porter, CAT, ECP, Votech: Gas Meter # 2001115789, Gas Acct # 1647462 |  |  |  | BPBA-FCU-111A | 124176 | 4-pipe | ✔ | SZ |  | 1275 | Minimum |  | Chilled Water | 1 | 2.5 Tons | 2.4583 |  | Hot Water | 1 | 47400.0 BTUs Per Hour |  |  |  | 47400 | [12 empty] | 8A3-JP4H | BPBA - 111 Central | BPBA-FCU-111A | ⬜ | Bonnie Porter Business Administration Building | 1 | No | BPBA - 111 Central
Area 14 Turk, Porter, CAT VoTech: ESI ID # 698666629_964-957-840-0-9 / Meter # 698666629; Area 14 Turk, Porter, CAT, ECP, Votech: Gas Meter # 2001115789, Gas Acct # 1647462 |  |  |  | BPBA-FCU-111B | 124177 | 4-pipe | ✔ | SZ |  | 1275 | Minimum |  | Chilled Water | 1 | 2.5 Tons | 2.4583 |  | Hot Water | 1 | 47400.0 BTUs Per Hour |  |  |  | 47400 | [12 empty] | 8A5-BQ6K | BPBA - 111 East | BPBA-FCU-111B | ⬜ | Bonnie Porter Business Administration Building | 1 | No | BPBA - 111 East
Area 14 Turk, Porter, CAT VoTech: ESI ID # 698666629_964-957-840-0-9 / Meter # 698666629; Area 14 Turk, Porter, CAT, ECP, Votech: Gas Meter # 2001115789, Gas Acct # 1647462 |  |  |  | BPBA-FCU-111C | 124178 | 4-pipe | ✔ | SZ |  | 1275 | Minimum |  | Chilled Water | 1 | 2.5 Tons | 2.4583 |  | Hot Water | 1 | 47400.0 BTUs Per Hour |  |  |  | 47400 | [12 empty] | 8A5-BV3H | BPBA - 111 West | BPBA-FCU-111C | ⬜ | Bonnie Porter Business Administration Building | 1 | No | BPBA - 111 West
Area 14 Turk, Porter, CAT VoTech: ESI ID # 698666629_964-957-840-0-9 / Meter # 698666629; Area 14 Turk, Porter, CAT, ECP, Votech: Gas Meter # 2001115789, Gas Acct # 1647462 |  |  |  | BPBA-FCU-124A | 124186 | 4-pipe | ✔ | SZ |  | 1000 | Minimum |  | Chilled Water | 1 | 1.8 Tons | 1.8333 |  | Hot Water | 1 | 40500.0 BTUs Per Hour |  |  |  | 40500 | [12 empty] | 8A5-BXXK | BPBA - 124 West | BPBA-FCU-124A | ⬜ | Bonnie Porter Business Administration Building | 1 | No | BPBA - 124 West
Area 14 Turk, Porter, CAT VoTech: ESI ID # 698666629_964-957-840-0-9 / Meter # 698666629; Area 14 Turk, Porter, CAT, ECP, Votech: Gas Meter # 2001115789, Gas Acct # 1647462 |  |  |  | BPBA-FCU-124B | 124187 | 4-pipe | ✔ | SZ |  | 1000 | Minimum |  | Chilled Water | 1 | 1.8 Tons | 1.8333 |  | Hot Water | 1 | 40500.0 BTUs Per Hour |  |  |  | 40500 | [12 empty] | 8A5-BR4L | BPBA - 124 East | BPBA-FCU-124B | ⬜ | Bonnie Porter Business Administration Building | 1 | No | BPBA - 124 East
Area 14 Turk, Porter, CAT VoTech: ESI ID # 698666629_964-957-840-0-9 / Meter # 698666629; Area 14 Turk, Porter, CAT, ECP, Votech: Gas Meter # 2001115789, Gas Acct # 1647462 |  |  |  | BPBA-FCU-128D | 124189 | 4-pipe | ✔ | SZ |  | 600 | Minimum |  | Chilled Water | 1 | 1.2 Tons | 1.1583 |  | Hot Water | 1 | 25400.0 BTUs Per Hour |  |  |  | 25400 | [12 empty] | 8A5-BPEC | BPBA - 128 South | BPBA-FCU-128D | ⬜ | Bonnie Porter Business Administration Building | 1 | No | BPBA - 128 South
Area 14 Turk, Porter, CAT VoTech: ESI ID # 698666629_964-957-840-0-9 / Meter # 698666629; Area 14 Turk, Porter, CAT, ECP, Votech: Gas Meter # 2001115789, Gas Acct # 1647462 |  |  |  | BPBA-FCU-128A | 124188 | 4-pipe | ✔ | SZ |  | 300 | Minimum |  | Chilled Water | 1 | 0.7 Tons | 0.6917 |  | Hot Water | 1 | 14900.0 BTUs Per Hour |  |  |  | 14900 | [12 empty] | 8A3-JQL5 | BPBA - 128 North_126 | BPBA-FCU-128A | ⬜ | Bonnie Porter Business Administration Building | 1 | No | BPBA - 128 North_126
Area 14 Turk, Porter, CAT VoTech: ESI ID # 698666629_964-957-840-0-9 / Meter # 698666629; Area 14 Turk, Porter, CAT, ECP, Votech: Gas Meter # 2001115789, Gas Acct # 1647462 |  |  |  | BPBA-FCU-201A | 124192 | 4-pipe | ✔ | SZ |  | 1275 | Minimum |  | Chilled Water | 1 | 2.5 Tons | 2.4583 |  | Hot Water | 1 | 47400.0 BTUs Per Hour |  |  |  | 47400 | [12 empty] | 8A3-JMR4 | BPBA - 201 West | BPBA-FCU-201A | ⬜ | Bonnie Porter Business Administration Building | 2 | No | BPBA - 201 West
Area 14 Turk, Porter, CAT VoTech: ESI ID # 698666629_964-957-840-0-9 / Meter # 698666629; Area 14 Turk, Porter, CAT, ECP, Votech: Gas Meter # 2001115789, Gas Acct # 1647462 |  |  |  | BPBA-FCU-201B | 124193 | 4-pipe | ✔ | SZ |  | 1275 | Minimum |  | Chilled Water | 1 | 2.5 Tons | 2.4583 |  | Hot Water | 1 | 47400.0 BTUs Per Hour |  |  |  | 47400 | [12 empty] | 8A3-JPM5 | BPBA - 201 East | BPBA-FCU-201B | ⬜ | Bonnie Porter Business Administration Building | 2 | No | BPBA - 201 East
Area 14 Turk, Porter, CAT VoTech: ESI ID # 698666629_964-957-840-0-9 / Meter # 698666629; Area 14 Turk, Porter, CAT, ECP, Votech: Gas Meter # 2001115789, Gas Acct # 1647462 |  |  |  | BPBA-FCU-204A | 124195 | 4-pipe | ✔ | SZ |  | 1275 | Minimum |  | Chilled Water | 1 | 2.5 Tons | 2.4583 |  | Hot Water | 1 | 47400.0 BTUs Per Hour |  |  |  | 47400 | [12 empty] | 8A3-JNS3 | BPBA - 204 West | BPBA-FCU-204A | ⬜ | Bonnie Porter Business Administration Building | 2 | No | BPBA - 204 West
Area 14 Turk, Porter, CAT VoTech: ESI ID # 698666629_964-957-840-0-9 / Meter # 698666629; Area 14 Turk, Porter, CAT, ECP, Votech: Gas Meter # 2001115789, Gas Acct # 1647462 |  |  |  | BPBA-FCU-204B | 124197 | 4-pipe | ✔ | SZ |  | 1275 | Minimum |  | Chilled Water | 1 | 2.5 Tons | 2.4583 |  | Hot Water | 1 | 47400.0 BTUs Per Hour |  |  |  | 47400 | [12 empty] | 8A3-JMQT | BPBA - 204 East | BPBA-FCU-204B | ⬜ | Bonnie Porter Business Administration Building | 2 | No | BPBA - 204 East
Area 14 Turk, Porter, CAT VoTech: ESI ID # 698666629_964-957-840-0-9 / Meter # 698666629; Area 14 Turk, Porter, CAT, ECP, Votech: Gas Meter # 2001115789, Gas Acct # 1647462 |  |  |  | BPBA-FCU-206A | 124201 | 4-pipe | ✔ | SZ |  | 700 | Minimum |  | Chilled Water | 1 | 1.4 Tons | 1.425 |  | Hot Water | 1 | 28200.0 BTUs Per Hour |  |  |  | 28200 | [12 empty] | 8A3-JP1L | BPBA - 206 West | BPBA-FCU-206A | ⬜ | Bonnie Porter Business Administration Building | 2 | No | BPBA - 206 West
Area 14 Turk, Porter, CAT VoTech: ESI ID # 698666629_964-957-840-0-9 / Meter # 698666629; Area 14 Turk, Porter, CAT, ECP, Votech: Gas Meter # 2001115789, Gas Acct # 1647462 |  |  |  | BPBA-FCU-206B | 124203 | 4-pipe | ✔ | SZ |  | 700 | Minimum |  | Chilled Water | 1 | 1.4 Tons | 1.425 |  | Hot Water | 1 | 28200.0 BTUs Per Hour |  |  |  | 28200 | [12 empty] | 8A3-JN3K | BPBA - 206 East | BPBA-FCU-206B | ⬜ | Bonnie Porter Business Administration Building | 2 | No | BPBA - 206 East
Area 14 Turk, Porter, CAT VoTech: ESI ID # 698666629_964-957-840-0-9 / Meter # 698666629; Area 14 Turk, Porter, CAT, ECP, Votech: Gas Meter # 2001115789, Gas Acct # 1647462 |  |  |  | BPBA-FCU-207A | 124202 | 4-pipe | ✔ | SZ |  | 1275 | Minimum |  | Chilled Water | 1 | 2.5 Tons | 2.4583 |  | Hot Water | 1 | 47400.0 BTUs Per Hour |  |  |  | 47400 | [12 empty] | 8A3-JK2P | BPBA - 207 West | BPBA-FCU-207A | ⬜ | Bonnie Porter Business Administration Building | 2 | No | BPBA - 207 West
Area 14 Turk, Porter, CAT VoTech: ESI ID # 698666629_964-957-840-0-9 / Meter # 698666629; Area 14 Turk, Porter, CAT, ECP, Votech: Gas Meter # 2001115789, Gas Acct # 1647462 |  |  |  | BPBA-FCU-207B | 124204 | 4-pipe | ✔ | SZ |  | 1275 | Minimum |  | Chilled Water | 1 | 2.5 Tons | 2.4583 |  | Hot Water | 1 | 47400.0 BTUs Per Hour |  |  |  | 47400 | [12 empty] | 8A3-JMGX | BPBA - 207 East | BPBA-FCU-207B | ⬜ | Bonnie Porter Business Administration Building | 2 | No | BPBA - 207 East
Area 14 Turk, Porter, CAT VoTech: ESI ID # 698666629_964-957-840-0-9 / Meter # 698666629; Area 14 Turk, Porter, CAT, ECP, Votech: Gas Meter # 2001115789, Gas Acct # 1647462 |  |  |  | BPBA-FCU-208A | 124205 | 4-pipe | ✔ | SZ |  | 1275 | Minimum |  | Chilled Water | 1 | 2.5 Tons | 2.4583 |  | Hot Water | 1 | 47400.0 BTUs Per Hour |  |  |  | 47400 | [12 empty] | 8A3-JP7E | BPBA - 208 West | BPBA-FCU-208A | ⬜ | Bonnie Porter Business Administration Building | 2 | No | BPBA - 208 West
Area 14 Turk, Porter, CAT VoTech: ESI ID # 698666629_964-957-840-0-9 / Meter # 698666629; Area 14 Turk, Porter, CAT, ECP, Votech: Gas Meter # 2001115789, Gas Acct # 1647462 |  |  |  | BPBA-FCU-208B | 124206 | 4-pipe | ✔ | SZ |  | 1275 | Minimum |  | Chilled Water | 1 | 2.5 Tons | 2.4583 |  | Hot Water | 1 | 47400.0 BTUs Per Hour |  |  |  | 47400 | [12 empty] | 8A3-JPWP | BPBA - 208 East | BPBA-FCU-208B | ⬜ | Bonnie Porter Business Administration Building | 2 | No | BPBA - 208 East
Area 14 Turk, Porter, CAT VoTech: ESI ID # 698666629_964-957-840-0-9 / Meter # 698666629; Area 14 Turk, Porter, CAT, ECP, Votech: Gas Meter # 2001115789, Gas Acct # 1647462 |  |  |  | BPBA-FCU-209A | 124207 | 4-pipe | ✔ | SZ |  | 1275 | Minimum |  | Chilled Water | 1 | 2.5 Tons | 2.4583 |  | Hot Water | 1 | 47400.0 BTUs Per Hour |  |  |  | 47400 | [12 empty] | 8A3-JMSS | BPBA - 209 West | BPBA-FCU-209A | ⬜ | Bonnie Porter Business Administration Building | 2 | No | BPBA - 209 West
Area 14 Turk, Porter, CAT VoTech: ESI ID # 698666629_964-957-840-0-9 / Meter # 698666629; Area 14 Turk, Porter, CAT, ECP, Votech: Gas Meter # 2001115789, Gas Acct # 1647462 |  |  |  | BPBA-FCU-209B | 124208 | 4-pipe | ✔ | SZ |  | 1275 | Minimum |  | Chilled Water | 1 | 2.5 Tons | 2.4583 |  | Hot Water | 1 | 47400.0 BTUs Per Hour |  |  |  | 47400 | [12 empty] | 8A3-JPAB | BPBA - 209 East | BPBA-FCU-209B | ⬜ | Bonnie Porter Business Administration Building | 2 | No | BPBA - 209 East
Area 14 Turk, Porter, CAT VoTech: ESI ID # 698666629_964-957-840-0-9 / Meter # 698666629; Area 14 Turk, Porter, CAT, ECP, Votech: Gas Meter # 2001115789, Gas Acct # 1647462 |  |  |  | BPBA-FCU-211A | 124211 | 4-pipe | ✔ | SZ |  | 1275 | Minimum |  | Chilled Water | 1 | 2.5 Tons | 2.4583 |  | Hot Water | 1 | 47400.0 BTUs Per Hour |  |  |  | 47400 | [12 empty] | 8A3-JKAF | BPBA - 211 West | BPBA-FCU-211A | ⬜ | Bonnie Porter Business Administration Building | 2 | No | BPBA - 211 West
Area 14 Turk, Porter, CAT VoTech: ESI ID # 698666629_964-957-840-0-9 / Meter # 698666629; Area 14 Turk, Porter, CAT, ECP, Votech: Gas Meter # 2001115789, Gas Acct # 1647462 |  |  |  | BPBA-FCU-211B | 124212 | 4-pipe | ✔ | SZ |  | 1275 | Minimum |  | Chilled Water | 1 | 2.5 Tons | 2.4583 |  | Hot Water | 1 | 47400.0 BTUs Per Hour |  |  |  | 47400 | [12 empty] | 8A3-JL8G | BPBA - 211 East | BPBA-FCU-211B | ⬜ | Bonnie Porter Business Administration Building | 2 | No | BPBA - 211 East
Area 14 Turk, Porter, CAT VoTech: ESI ID # 698666629_964-957-840-0-9 / Meter # 698666629; Area 14 Turk, Porter, CAT, ECP, Votech: Gas Meter # 2001115789, Gas Acct # 1647462 |  |  |  | BPBA-FCU-216A | 124213 | 4-pipe | ✔ | SZ |  | 1060 | Minimum |  | Chilled Water | 1 | 4.7 Tons | 4.675 |  | Hot Water | 1 | 42600.0 BTUs Per Hour |  |  |  | 42600 | [12 empty] | 8A3-JLU3 | BPBA - 216 West | BPBA-FCU-216A | ⬜ | Bonnie Porter Business Administration Building | 2 | No | BPBA - 216 West
Area 14 Turk, Porter, CAT VoTech: ESI ID # 698666629_964-957-840-0-9 / Meter # 698666629; Area 14 Turk, Porter, CAT, ECP, Votech: Gas Meter # 2001115789, Gas Acct # 1647462 |  |  |  | BPBA-FCU-216B | 124214 | 4-pipe | ✔ | SZ |  | 1060 | Minimum |  | Chilled Water | 1 | 4.7 Tons | 4.675 |  | Hot Water | 1 | 42600.0 BTUs Per Hour |  |  |  | 42600 | [12 empty] | 8A3-JPCZ | BPBA - 216 East | BPBA-FCU-216B | ⬜ | Bonnie Porter Business Administration Building | 2 | No | BPBA - 216 East
Area 14 Turk, Porter, CAT VoTech: ESI ID # 698666629_964-957-840-0-9 / Meter # 698666629; Area 14 Turk, Porter, CAT, ECP, Votech: Gas Meter # 2001115789, Gas Acct # 1647462 |  |  |  | BPBA-FCU-218A | 124215 | 4-pipe | ✔ | SZ |  | 1060 | Minimum |  | Chilled Water | 1 | 4.7 Tons | 4.675 |  | Hot Water | 1 | 42600.0 BTUs Per Hour |  |  |  | 42600 | [12 empty] | 8A3-JLCC | BPBA - 218 West | BPBA-FCU-218A | ⬜ | Bonnie Porter Business Administration Building | 2 | No | BPBA - 218 West
Area 14 Turk, Porter, CAT VoTech: ESI ID # 698666629_964-957-840-0-9 / Meter # 698666629; Area 14 Turk, Porter, CAT, ECP, Votech: Gas Meter # 2001115789, Gas Acct # 1647462 |  |  |  | BPBA-FCU-218B | 124216 | 4-pipe | ✔ | SZ |  | 1060 | Minimum |  | Chilled Water | 1 | 4.7 Tons | 4.675 |  | Hot Water | 1 | 42600.0 BTUs Per Hour |  |  |  | 42600 | [12 empty] | 8A3-JK3N | BPBA - 218 East | BPBA-FCU-218B | ⬜ | Bonnie Porter Business Administration Building | 2 | No | BPBA - 218 East
Area 14 Turk, Porter, CAT VoTech: ESI ID # 698666629_964-957-840-0-9 / Meter # 698666629; Area 14 Turk, Porter, CAT, ECP, Votech: Gas Meter # 2001115789, Gas Acct # 1647462 |  |  |  | BPBA-FCU-205B | 124200 | 4-pipe | ✔ | SZ |  | 300 | Minimum |  | Chilled Water | 1 | 0.7 Tons | 0.6917 |  | Hot Water | 1 | 14900.0 BTUs Per Hour |  |  |  | 14900 | [12 empty] | 8A3-JNVQ | BPBA - 205B | BPBA-FCU-205B | ⬜ | Bonnie Porter Business Administration Building | 2 | No | BPBA - 205B
Area 14 Turk, Porter, CAT VoTech: ESI ID # 698666629_964-957-840-0-9 / Meter # 698666629; Area 14 Turk, Porter, CAT, ECP, Votech: Gas Meter # 2001115789, Gas Acct # 1647462 |  |  |  | BPBA-FCU-205A | 124199 | 4-pipe | ✔ | SZ |  | 300 | Minimum |  | Chilled Water | 1 | 0.7 Tons | 0.6917 |  | Hot Water | 1 | 14900.0 BTUs Per Hour |  |  |  | 14900 | [12 empty] | 8A3-JNCA | BPBA - 205C | BPBA-FCU-205A | ⬜ | Bonnie Porter Business Administration Building | 2 | No | BPBA - 205C
Area 14 Turk, Porter, CAT VoTech: ESI ID # 698666629_964-957-840-0-9 / Meter # 698666629; Area 14 Turk, Porter, CAT, ECP, Votech: Gas Meter # 2001115789, Gas Acct # 1647462 |  |  |  | TV-FCU-102 | 124250 | 2-pipe | ✔ | SZ |  | 1000 | Minimum |  | Chilled Water | 1 | 1.8 Tons | 1.8333 |  | Hot Water | 1 | 40500.0 BTUs Per Hour |  |  |  | 40500 | [12 empty] | 8A3-J4HP | TV - 102 | TV-FCU-102 | ⬜ | Technical Vocational Building | 1 | No | TV - 102
Area 14 Turk, Porter, CAT VoTech: ESI ID # 698666629_964-957-840-0-9 / Meter # 698666629; Area 14 Turk, Porter, CAT, ECP, Votech: Gas Meter # 2001115789, Gas Acct # 1647462 |  |  |  | TV-FCU-COR-01N | 124249 | 4-pipe | ✔ | SZ |  | 400 | Minimum |  | Chilled Water | 1 | 0.8 Tons | 0.8 |  | Hot Water | 1 | 17000.0 BTUs Per Hour |  |  |  | 17000 | [12 empty] | 8A3-J38U | TV - Entry North | TV-FCU-COR-01N | ⬜ | Technical Vocational Building | 1 | No | TV - Entry North
Area 14 Turk, Porter, CAT VoTech: ESI ID # 698666629_964-957-840-0-9 / Meter # 698666629; Area 14 Turk, Porter, CAT, ECP, Votech: Gas Meter # 2001115789, Gas Acct # 1647462 |  |  |  | TV-FCU-103 | 124251 | 4-pipe | ✔ | SZ |  | 1000 | Minimum |  | Chilled Water | 1 | 1.8 Tons | 1.8333 |  | Hot Water | 1 | 40500.0 BTUs Per Hour |  |  |  | 40500 | [12 empty] | 8A5-BHBM | TV - 103 | TV-FCU-103 | ⬜ | Technical Vocational Building | 1 | No | TV - 103
Area 14 Turk, Porter, CAT VoTech: ESI ID # 698666629_964-957-840-0-9 / Meter # 698666629; Area 14 Turk, Porter, CAT, ECP, Votech: Gas Meter # 2001115789, Gas Acct # 1647462 |  |  |  | TV-FCU-104 | 124252 | 4-pipe | ✔ | SZ |  | 250 | Minimum |  | Chilled Water | 1 | 0.5 Tons | 0.4583 |  | Hot Water | 1 | 10300.0 BTUs Per Hour |  |  |  | 10300 | [12 empty] | 8A3-J1NM | TV - 104_Closets 102_106 | TV-FCU-104 | ⬜ | Technical Vocational Building | 1 | No | TV - 104_Closets 102_106
Area 14 Turk, Porter, CAT VoTech: ESI ID # 698666629_964-957-840-0-9 / Meter # 698666629; Area 14 Turk, Porter, CAT, ECP, Votech: Gas Meter # 2001115789, Gas Acct # 1647462 |  |  |  | TV-FCU-106 | 124253 | 2-pipe | ✔ | SZ |  | 900 | Minimum |  | Chilled Water | 1 | 1.6 Tons | 1.6083 |  | Hot Water | 1 | 39000.0 BTUs Per Hour |  |  |  | 39000 | [12 empty] | 8A5-KH5K | TV - 106 | TV-FCU-106 | ⬜ | Technical Vocational Building | 1 | No | TV - 106
Area 14 Turk, Porter, CAT VoTech: ESI ID # 698666629_964-957-840-0-9 / Meter # 698666629; Area 14 Turk, Porter, CAT, ECP, Votech: Gas Meter # 2001115789, Gas Acct # 1647462 |  |  |  | TV-FCU-110 | 124256 | 2-pipe | ✔ | SZ |  | 900 | Minimum |  | Chilled Water | 1 | 1.6 Tons | 1.6083 |  | Hot Water | 1 | 39000.0 BTUs Per Hour |  |  |  | 39000 | [12 empty] | 8A3-J4G1 | TV - 110 | TV-FCU-110 | ⬜ | Technical Vocational Building | 1 | No | TV - 110
Area 14 Turk, Porter, CAT VoTech: ESI ID # 698666629_964-957-840-0-9 / Meter # 698666629; Area 14 Turk, Porter, CAT, ECP, Votech: Gas Meter # 2001115789, Gas Acct # 1647462 |  |  |  | TV-FCU-111 | 124257 | 2-pipe | ✔ | SZ |  | 900 | Minimum |  | Chilled Water | 1 | 1.6 Tons | 1.6083 |  | Hot Water | 1 | 39000.0 BTUs Per Hour |  |  |  | 39000 | [12 empty] | 8A3-J1CT | TV - 109_Entry E_111 | TV-FCU-111 | ⬜ | Technical Vocational Building | 1 | No | TV - 109_Entry E_111
Area 14 Turk, Porter, CAT VoTech: ESI ID # 698666629_964-957-840-0-9 / Meter # 698666629; Area 14 Turk, Porter, CAT, ECP, Votech: Gas Meter # 2001115789, Gas Acct # 1647462 |  |  |  | TV-FCU-114 | 124260 | 4-pipe | ✔ | SZ |  | 1000 | Minimum |  | Chilled Water | 1 | 1.8 Tons | 1.8333 |  | Hot Water | 1 | 40500.0 BTUs Per Hour |  |  |  | 40500 | [12 empty] | 8A3-F88T | TV - 114 | TV-FCU-114 | ⬜ | Technical Vocational Building | 1 | No | TV - 114
Area 14 Turk, Porter, CAT VoTech: ESI ID # 698666629_964-957-840-0-9 / Meter # 698666629; Area 14 Turk, Porter, CAT, ECP, Votech: Gas Meter # 2001115789, Gas Acct # 1647462 |  |  |  | TV-FCU-CONF | 124262 | 4-pipe | ✔ | SZ |  | 500 | Minimum |  | Chilled Water | 1 | 0.9 Tons | 0.8833 |  | Hot Water | 1 | 14900.0 BTUs Per Hour |  |  |  | 14900 | [12 empty] | 8A3-JRM4 | TV - 115_Conf Rm | TV-FCU-CONF | ⬜ | Technical Vocational Building | 1 | No | TV - 115_Conf Rm
Area 14 Turk, Porter, CAT VoTech: ESI ID # 698666629_964-957-840-0-9 / Meter # 698666629; Area 14 Turk, Porter, CAT, ECP, Votech: Gas Meter # 2001115789, Gas Acct # 1647462 |  |  |  | TV-FCU-COR-01S | 124261 | 4-pipe | ✔ | SZ |  | 400 | Minimum |  | Chilled Water | 1 | 0.8 Tons | 0.8 |  | Hot Water | 1 | 17000.0 BTUs Per Hour |  |  |  | 17000 | [12 empty] | 8A3-J4A4 | TV - Entry South | TV-FCU-COR-01S | ⬜ | Technical Vocational Building | 1 | No | TV - Entry South
Area 14 Turk, Porter, CAT VoTech: ESI ID # 698666629_964-957-840-0-9 / Meter # 698666629; Area 14 Turk, Porter, CAT, ECP, Votech: Gas Meter # 2001115789, Gas Acct # 1647462 |  |  |  | TV-FCU-COR-02N | 124263 | 4-pipe | ✔ | SZ |  | 600 | Minimum |  | Chilled Water | 1 | 1.2 Tons | 1.1583 |  | Hot Water | 1 | 25400.0 BTUs Per Hour |  |  |  | 25400 | [12 empty] | 8A3-JNN5 | TV - Fl2 Hall North | TV-FCU-COR-02N | ⬜ | Technical Vocational Building | 2 | No | TV - Fl2 Hall North
Area 14 Turk, Porter, CAT VoTech: ESI ID # 698666629_964-957-840-0-9 / Meter # 698666629; Area 14 Turk, Porter, CAT, ECP, Votech: Gas Meter # 2001115789, Gas Acct # 1647462 |  |  |  | TV-FCU-201 | 124264 | 4-pipe | ✔ | SZ |  | 900 | None |  | Chilled Water | 1 | 1.6 Tons | 1.6083 |  | Hot Water | 1 | 39000.0 BTUs Per Hour |  |  |  | 39000 | [12 empty] | 8A3-JS1H | TV - 201 | TV-FCU-201 | ⬜ | Technical Vocational Building | 2 | No | TV - 201
Area 14 Turk, Porter, CAT VoTech: ESI ID # 698666629_964-957-840-0-9 / Meter # 698666629; Area 14 Turk, Porter, CAT, ECP, Votech: Gas Meter # 2001115789, Gas Acct # 1647462 |  |  |  | TV-FCU-203 | 124267 | 4-pipe | ✔ | SZ |  | 900 | None |  | Chilled Water | 1 | 1.6 Tons | 1.6083 |  | Hot Water | 1 | 39000.0 BTUs Per Hour |  |  |  | 39000 | [12 empty] | 8A3-J4SE | TV - 203 | TV-FCU-203 | ⬜ | Technical Vocational Building | 2 | No | TV - 203
Area 14 Turk, Porter, CAT VoTech: ESI ID # 698666629_964-957-840-0-9 / Meter # 698666629; Area 14 Turk, Porter, CAT, ECP, Votech: Gas Meter # 2001115789, Gas Acct # 1647462 |  |  |  | TV-FCU-205 | 124270 | 2-pipe | ✔ | SZ |  | 1000 | None |  | Chilled Water | 1 | 1.8 Tons | 1.8333 |  | Hot Water | 1 | 40500.0 BTUs Per Hour |  |  |  | 40500 | [12 empty] | 8A3-JURP | TV - 205 | TV-FCU-205 | ⬜ | Technical Vocational Building | 2 | No | TV - 205
Area 14 Turk, Porter, CAT VoTech: ESI ID # 698666629_964-957-840-0-9 / Meter # 698666629; Area 14 Turk, Porter, CAT, ECP, Votech: Gas Meter # 2001115789, Gas Acct # 1647462 |  |  |  | TV-FCU-209 | 124275 |  | ✔ | SZ |  | 1000 | None |  | Chilled Water | 1 | 1.8 Tons | 1.8333 | [20 empty] | 8A5-BFTX | TV - 209 | TV-FCU-209 | ⬜ | Technical Vocational Building | 2 | No | TV - 209
Area 14 Turk, Porter, CAT VoTech: ESI ID # 698666629_964-957-840-0-9 / Meter # 698666629; Area 14 Turk, Porter, CAT, ECP, Votech: Gas Meter # 2001115789, Gas Acct # 1647462 |  |  |  | TV-FCU-WRR | 124276 | 4-pipe | ✔ | SZ |  | 500 | None |  | Chilled Water | 1 | 0.9 Tons | 0.8833 |  | Hot Water | 1 | 14900.0 BTUs Per Hour |  |  |  | 14900 | [12 empty] | 8A3-JT3E | TV - RRs Floor 2 | TV-FCU-WRR | ⬜ | Technical Vocational Building | 2 | No | TV - RRs Floor 2
Area 14 Turk, Porter, CAT VoTech: ESI ID # 698666629_964-957-840-0-9 / Meter # 698666629; Area 14 Turk, Porter, CAT, ECP, Votech: Gas Meter # 2001115789, Gas Acct # 1647462 |  |  |  | TV-FCU-COR-2S | 124277 | 4-pipe | ✔ | SZ |  | 400 | None |  | Chilled Water | 1 | 0.8 Tons | 0.8 |  | Hot Water | 1 | 17000.0 BTUs Per Hour |  |  |  | 17000 | [12 empty] | 8A5-BFHH | TV - Fl2 Hall South | TV-FCU-COR-2S | ⬜ | Technical Vocational Building | 2 | No | TV - Fl2 Hall South
Area 14 Turk, Porter, CAT VoTech: ESI ID # 698666629_964-957-840-0-9 / Meter # 698666629; Area 14 Turk, Porter, CAT, ECP, Votech: Gas Meter # 2001115789, Gas Acct # 1647462 |  |  |  | TV-OAHU-01 | 124278 | 2-pipe | ✔ | OAHU | 3 | 2300 | 100% OA Only |  | Chilled Water | 1 | 16.8 Tons | 16.75 |  | Hot Water | 1 | 137000.0 BTUs Per Hour |  |  |  | 137000 | [12 empty] | 8A5-KDL9 | TV - FCUs for 1st Floor | TV-OAHU-01 | ⬜ | Technical Vocational Building | 1 | No | TV - FCUs for 1st Floor
Area 14 Turk, Porter, CAT VoTech: ESI ID # 698666629_964-957-840-0-9 / Meter # 698666629; Area 14 Turk, Porter, CAT, ECP, Votech: Gas Meter # 2001115789, Gas Acct # 1647462 |  |  |  | TV-RTU-02 | 124279 | 4-pipe | ✔ | OAHU | 5 | 2700 | 100% OA Only |  | Chilled Water | 1 | 19.7 Tons | 19.6667 |  | Hot Water | 1 | 117000.0 BTUs Per Hour |  |  |  | 117000 | [13 empty] | TV-RTU-02 |  |  | Technical Vocational Building | 2 | No | TV - FCUs for 2nd Floor
Area 14 Turk, Porter, CAT VoTech: ESI ID # 698666629_964-957-840-0-9 / Meter # 698666629; Area 14 Turk, Porter, CAT, ECP, Votech: Gas Meter # 2001115789, Gas Acct # 1647462 |  |  |  | TV-FCU-107N | 124254 | 4-pipe | ✔ | SZ |  | 700 | Minimum |  | Chilled Water | 1 | 1.4 Tons | 1.425 |  | Hot Water | 1 | 28200.0 BTUs Per Hour |  |  |  | 28200 | [12 empty] | 8A3-J43W | TV - 107 North | TV-FCU-107N | ⬜ | Technical Vocational Building | 1 | No | TV - 107 North
Area 14 Turk, Porter, CAT VoTech: ESI ID # 698666629_964-957-840-0-9 / Meter # 698666629; Area 14 Turk, Porter, CAT, ECP, Votech: Gas Meter # 2001115789, Gas Acct # 1647462 |  |  |  | TV-FCU-107S | 124255 | 4-pipe | ✔ | SZ |  | 700 | Minimum |  | Chilled Water | 1 | 1.4 Tons | 1.425 |  | Hot Water | 1 | 28200.0 BTUs Per Hour |  |  |  | 28200 | [12 empty] | 8A3-JSA9 | TV - 107 South | TV-FCU-107S | ⬜ | Technical Vocational Building | 1 | No | TV - 107 South
Area 14 Turk, Porter, CAT VoTech: ESI ID # 698666629_964-957-840-0-9 / Meter # 698666629; Area 14 Turk, Porter, CAT, ECP, Votech: Gas Meter # 2001115789, Gas Acct # 1647462 |  |  |  | TV-FCU-113 | 124258 | 4-pipe | ✔ | SZ |  | 400 | None |  | Chilled Water | 1 | 0.8 Tons | 0.8 |  | Hot Water | 1 | 17000.0 BTUs Per Hour |  |  |  | 17000 | [12 empty] | 8A3-J36V | TV - 113_113C | TV-FCU-113 | ⬜ | Technical Vocational Building | 1 | No | TV - 113_113C
Area 14 Turk, Porter, CAT VoTech: ESI ID # 698666629_964-957-840-0-9 / Meter # 698666629; Area 14 Turk, Porter, CAT, ECP, Votech: Gas Meter # 2001115789, Gas Acct # 1647462 |  |  |  | TV-FCU-113B | 124259 | 4-pipe | ✔ | SZ |  | 300 | Minimum |  | Chilled Water | 1 | 0.7 Tons | 0.6917 |  | Hot Water | 1 | 14900.0 BTUs Per Hour |  |  |  | 14900 | [12 empty] | 8A3-J1MN | TV - 113A_113B | TV-FCU-113B | ⬜ | Technical Vocational Building | 1 | No | TV - 113A_113B
Area 14 Turk, Porter, CAT VoTech: ESI ID # 698666629_964-957-840-0-9 / Meter # 698666629; Area 14 Turk, Porter, CAT, ECP, Votech: Gas Meter # 2001115789, Gas Acct # 1647462 |  |  |  | TV-FCU-202A | 124265 | 4-pipe | ✔ | SZ |  | 900 | None |  | Chilled Water | 1 | 1.6 Tons | 1.6083 |  | Hot Water | 1 | 39000.0 BTUs Per Hour |  |  |  | 39000 | [12 empty] | 8A5-BLHC | TV - 202 North | TV-FCU-202A | ⬜ | Technical Vocational Building | 2 | No | TV - 202 North
Area 14 Turk, Porter, CAT VoTech: ESI ID # 698666629_964-957-840-0-9 / Meter # 698666629; Area 14 Turk, Porter, CAT, ECP, Votech: Gas Meter # 2001115789, Gas Acct # 1647462 |  |  |  | TV-FCU-202B | 124266 | 4-pipe | ✔ | SZ |  | 900 | None |  | Chilled Water | 1 | 1.6 Tons | 1.6083 |  | Hot Water | 1 | 39000.0 BTUs Per Hour |  |  |  | 39000 | [12 empty] | 8A3-J2BT | TV - 202 South | TV-FCU-202B | ⬜ | Technical Vocational Building | 2 | No | TV - 202 South
Area 14 Turk, Porter, CAT VoTech: ESI ID # 698666629_964-957-840-0-9 / Meter # 698666629; Area 14 Turk, Porter, CAT, ECP, Votech: Gas Meter # 2001115789, Gas Acct # 1647462 |  |  |  | TV-FCU-204A | 124268 | 4-pipe | ✔ | SZ |  | 900 | Minimum |  | Chilled Water | 1 | 1.6 Tons | 1.6083 |  | Hot Water | 1 | 39000.0 BTUs Per Hour |  |  |  | 39000 | [12 empty] | 8A5-BLSV | TV - 204 North | TV-FCU-204A | ⬜ | Technical Vocational Building | 2 | No | TV - 204 North
Area 14 Turk, Porter, CAT VoTech: ESI ID # 698666629_964-957-840-0-9 / Meter # 698666629; Area 14 Turk, Porter, CAT, ECP, Votech: Gas Meter # 2001115789, Gas Acct # 1647462 |  |  |  | TV-FCU-204B | 124269 | 4-pipe | ✔ | SZ |  | 900 | Minimum |  | Chilled Water | 1 | 1.6 Tons | 1.6083 |  | Hot Water | 1 | 39000.0 BTUs Per Hour |  |  |  | 39000 | [12 empty] | 8A5-BK8N | TV - 204 South | TV-FCU-204B | ⬜ | Technical Vocational Building | 2 | No | TV - 204 South
Area 14 Turk, Porter, CAT VoTech: ESI ID # 698666629_964-957-840-0-9 / Meter # 698666629; Area 14 Turk, Porter, CAT, ECP, Votech: Gas Meter # 2001115789, Gas Acct # 1647462 |  |  |  | TV-FCU-206B | 124271 | 2-pipe | ✔ | SZ |  | 1000 | None |  | Chilled Water | 1 | 1.8 Tons | 1.8333 |  | Hot Water | 1 | 40500.0 BTUs Per Hour |  |  |  | 40500 | [12 empty] | 8A3-JTUM | TV - 206 South | TV-FCU-206B | ⬜ | Technical Vocational Building | 2 | No | TV - 206 South
Area 14 Turk, Porter, CAT VoTech: ESI ID # 698666629_964-957-840-0-9 / Meter # 698666629; Area 14 Turk, Porter, CAT, ECP, Votech: Gas Meter # 2001115789, Gas Acct # 1647462 |  |  |  | TV-FCU-206A | 124272 | 2-pipe | ✔ | SZ |  | 1000 | None |  | Chilled Water | 1 | 1.8 Tons | 1.8333 |  | Hot Water | 1 | 40500.0 BTUs Per Hour |  |  |  | 40500 | [12 empty] | 8A5-BJLB | TV - 206 North | TV-FCU-206A | ⬜ | Technical Vocational Building | 2 | No | TV - 206 North
Area 14 Turk, Porter, CAT VoTech: ESI ID # 698666629_964-957-840-0-9 / Meter # 698666629; Area 14 Turk, Porter, CAT, ECP, Votech: Gas Meter # 2001115789, Gas Acct # 1647462 |  |  |  | TV-FCU-207C | 124273 | 4-pipe | ✔ | SZ |  | 400 | None |  | Chilled Water | 1 | 0.8 Tons | 0.8 |  | Hot Water | 1 | 17000.0 BTUs Per Hour |  |  |  | 17000 | [12 empty] | 8A5-BGDL | TV - 207A_207D | TV-FCU-207C | ⬜ | Technical Vocational Building | 2 | No | TV - 207A_207D
Area 14 Turk, Porter, CAT VoTech: ESI ID # 698666629_964-957-840-0-9 / Meter # 698666629; Area 14 Turk, Porter, CAT, ECP, Votech: Gas Meter # 2001115789, Gas Acct # 1647462 |  |  |  | TV-FCU-207D | 124274 | 4-pipe | ✔ | SZ |  | 700 | None |  | Chilled Water | 1 | 1.4 Tons | 1.425 |  | Hot Water | 1 | 28200.0 BTUs Per Hour |  |  |  | 28200 | [12 empty] | 8A3-JRSQ | TV - 207B_207C | TV-FCU-207D | ⬜ | Technical Vocational Building | 2 | No | TV - 207B_207C
Area 14 Turk, Porter, CAT VoTech: ESI ID # 698666629_964-957-840-0-9 / Meter # 698666629; Area 14 Turk, Porter, CAT, ECP, Votech: Gas Meter # 2001115789, Gas Acct # 1647462 |  |  |  | CA-FCU-101 | 124222 | 4-pipe | ✔ | SZ |  | 700 | Minimum |  | Chilled Water | 1 | 1.4 Tons | 1.425 |  | Hot Water | 1 | 28200.0 BTUs Per Hour |  |  |  | 28200 | [12 empty] | 8A5-BBVZ | CA - 101_102_Entry W | CA-FCU-101 | ⬜ | Communication & Automotive Building | 1 | No | CA - 101_102_Entry W
Area 14 Turk, Porter, CAT VoTech: ESI ID # 698666629_964-957-840-0-9 / Meter # 698666629; Area 14 Turk, Porter, CAT, ECP, Votech: Gas Meter # 2001115789, Gas Acct # 1647462 |  |  |  | CA-FCU-106 | 124224 | 4-pipe | ✔ | SZ |  | 500 | Minimum |  | Chilled Water | 1 | 0.9 Tons | 0.8833 |  | Hot Water | 1 | 14900.0 BTUs Per Hour |  |  |  | 14900 | [12 empty] | 8A5-BJSW | CA - 106_108_109 | CA-FCU-106 | ⬜ | Communication & Automotive Building | 1 | No | CA - 106_108_109
Area 14 Turk, Porter, CAT VoTech: ESI ID # 698666629_964-957-840-0-9 / Meter # 698666629; Area 14 Turk, Porter, CAT, ECP, Votech: Gas Meter # 2001115789, Gas Acct # 1647462 |  |  |  | CA-FCU-113 | 124227 | 4-pipe | ✔ | SZ |  | 500 | Minimum |  | Chilled Water | 1 | 0.9 Tons | 0.8833 |  | Hot Water | 1 | 14900.0 BTUs Per Hour |  |  |  | 14900 | [12 empty] | 8A3-H9DP | CA - 113_110_114 | CA-FCU-113 | ⬜ | Communication & Automotive Building | 1 | No | CA - 113_110_114
Area 14 Turk, Porter, CAT VoTech: ESI ID # 698666629_964-957-840-0-9 / Meter # 698666629; Area 14 Turk, Porter, CAT, ECP, Votech: Gas Meter # 2001115789, Gas Acct # 1647462 |  |  |  | CA-FCU-120 | 124228 | 4-pipe | ✔ | SZ |  | 800 | Minimum |  | Chilled Water | 1 | 1.4 Tons | 1.3833 |  | Hot Water | 1 | 30400.0 BTUs Per Hour |  |  |  | 30400 | [12 empty] | 8A3-E42A | CA - 120 | CA-FCU-120 | ⬜ | Communication & Automotive Building | 1 | No | CA - 120
Area 14 Turk, Porter, CAT VoTech: ESI ID # 698666629_964-957-840-0-9 / Meter # 698666629; Area 14 Turk, Porter, CAT, ECP, Votech: Gas Meter # 2001115789, Gas Acct # 1647462 |  |  |  | CA-FCU-122 | 124229 | 4-pipe | ✔ | SZ |  | 800 | Minimum |  | Chilled Water | 1 | 1.4 Tons | 1.3833 |  | Hot Water | 1 | 30400.0 BTUs Per Hour |  |  |  | 30400 | [12 empty] | 8A3-FB64 | CA - 122 | CA-FCU-122 | ⬜ | Communication & Automotive Building | 1 | No | CA - 122
Area 14 Turk, Porter, CAT VoTech: ESI ID # 698666629_964-957-840-0-9 / Meter # 698666629; Area 14 Turk, Porter, CAT, ECP, Votech: Gas Meter # 2001115789, Gas Acct # 1647462 |  |  |  | CA-FCU-124 | 124232 | 4-pipe | ✔ | SZ |  | 600 | Minimum |  | Chilled Water | 1 | 1.2 Tons | 1.1583 |  | Hot Water | 1 | 25400.0 BTUs Per Hour |  |  |  | 25400 | [12 empty] | 8A5-B9VB | CA - 124_ Hallway | CA-FCU-124 | ⬜ | Communication & Automotive Building | 1 | No | CA - 124_ Hallway
Area 14 Turk, Porter, CAT VoTech: ESI ID # 698666629_964-957-840-0-9 / Meter # 698666629; Area 14 Turk, Porter, CAT, ECP, Votech: Gas Meter # 2001115789, Gas Acct # 1647462 |  |  |  | CA-FCU-COR-1E | 124237 | 4-pipe | ✔ | SZ |  | 500 | Minimum |  | Chilled Water | 1 | 0.9 Tons | 0.8833 |  | Hot Water | 1 | 14900.0 BTUs Per Hour |  |  |  | 14900 | [12 empty] | 8A3-H84U | CA - Entry E_Rm in 125 | CA-FCU-COR-1E | ⬜ | Communication & Automotive Building | 1 | No | CA - Entry E_Rm in 125
Area 14 Turk, Porter, CAT VoTech: ESI ID # 698666629_964-957-840-0-9 / Meter # 698666629; Area 14 Turk, Porter, CAT, ECP, Votech: Gas Meter # 2001115789, Gas Acct # 1647462 |  |  |  | CA-FCU-128 | 124238 | 4-pipe | ✔ | SZ |  | 600 | None |  | Chilled Water | 1 | 1.2 Tons | 1.1583 |  | Hot Water | 1 | 25400.0 BTUs Per Hour |  |  |  | 25400 | [12 empty] | 8A5-BJHE | CA - 128 | CA-FCU-128 | ⬜ | Communication & Automotive Building | 1 | No | CA - 128
Area 14 Turk, Porter, CAT VoTech: ESI ID # 698666629_964-957-840-0-9 / Meter # 698666629; Area 14 Turk, Porter, CAT, ECP, Votech: Gas Meter # 2001115789, Gas Acct # 1647462 |  |  |  | CA-FCU-WRR | 124243 | 4-pipe | ✔ | SZ |  | 1000 | Minimum |  | Chilled Water | 1 | 1.8 Tons | 1.8333 |  | Hot Water | 1 | 40500.0 BTUs Per Hour |  |  |  | 40500 | [12 empty] | 8A5-BBNG | CA - RRs_Hallway | CA-FCU-WRR | ⬜ | Communication & Automotive Building | 1 | No | CA - RRs_Hallway
Area 14 Turk, Porter, CAT VoTech: ESI ID # 698666629_964-957-840-0-9 / Meter # 698666629; Area 14 Turk, Porter, CAT, ECP, Votech: Gas Meter # 2001115789, Gas Acct # 1647462 |  |  |  | CA-FCU-140 | 124246 | 4-pipe | ✔ | SZ |  | 1000 | None |  | Chilled Water | 1 | 1.8 Tons | 1.8333 |  | Hot Water | 1 | 40500.0 BTUs Per Hour |  |  |  | 40500 | [12 empty] | 8A5-BJT7 | CA - 140 | CA-FCU-140 | ⬜ | Communication & Automotive Building | 1 | No | CA - 140
Area 14 Turk, Porter, CAT VoTech: ESI ID # 698666629_964-957-840-0-9 / Meter # 698666629; Area 14 Turk, Porter, CAT, ECP, Votech: Gas Meter # 2001115789, Gas Acct # 1647462 |  |  |  | CA-RTU-129 | 124247 |  | ✔ | SZ | 3 | 3800 | Minimum |  | DX, DX | 2 | 7.0 Tons, 3.0 Tons | 10 | No | Electric ¦ Resistance | 1 | 36.0 kW |  | 36 | [14 empty] | 8A5-BGQZ | CA - 129 | CA-RTU-129 | ⬜ | Communication & Automotive Building | 1 | No | CA - 129
Area 14 Turk, Porter, CAT VoTech: ESI ID # 698666629_964-957-840-0-9 / Meter # 698666629; Area 14 Turk, Porter, CAT, ECP, Votech: Gas Meter # 2001115789, Gas Acct # 1647462 |  |  |  | CA-RTU-OA | 124248 |  | ✔ | OAHU | 5 | 5390 | 100% OA Only |  | DX | 1 | 32.6 Tons | 32.6417 | No | Electric ¦ Resistance | 1 | 56.0 kW |  | 56 | [18 empty] | Communication & Automotive Building | 1 | No | CA - FCUs
Area 14 Turk, Porter, CAT VoTech: ESI ID # 698666629_964-957-840-0-9 / Meter # 698666629; Area 14 Turk, Porter, CAT, ECP, Votech: Gas Meter # 2001115789, Gas Acct # 1647462 |  |  |  | CA-FCU-104A | 124221 | 4-pipe | ✔ | SZ |  | 700 | Minimum |  | Chilled Water | 1 | 1.4 Tons | 1.425 |  | Hot Water | 1 | 28200.0 BTUs Per Hour |  |  |  | 28200 | [12 empty] | 8A3-F4QK | CA - 104 West | CA-FCU-104A | ⬜ | Communication & Automotive Building | 1 | No | CA - 104 West
Area 14 Turk, Porter, CAT VoTech: ESI ID # 698666629_964-957-840-0-9 / Meter # 698666629; Area 14 Turk, Porter, CAT, ECP, Votech: Gas Meter # 2001115789, Gas Acct # 1647462 |  |  |  | CA-FCU-104B | 124223 | 4-pipe | ✔ | SZ |  | 700 | Minimum |  | Chilled Water | 1 | 1.4 Tons | 1.425 |  | Hot Water | 1 | 28200.0 BTUs Per Hour |  |  |  | 28200 | [12 empty] | 8A3-F3VF | CA - 104 East | CA-FCU-104B | ⬜ | Communication & Automotive Building | 1 | No | CA - 104 East
Area 14 Turk, Porter, CAT VoTech: ESI ID # 698666629_964-957-840-0-9 / Meter # 698666629; Area 14 Turk, Porter, CAT, ECP, Votech: Gas Meter # 2001115789, Gas Acct # 1647462 |  |  |  | CA-FCU-111A | 124225 | 4-pipe | ✔ | SZ |  | 700 | Minimum |  | Chilled Water | 1 | 1.4 Tons | 1.425 |  | Hot Water | 1 | 28200.0 BTUs Per Hour |  |  |  | 28200 | [12 empty] | 8A3-HAHJ | CA - 111 West | CA-FCU-111A | ⬜ | Communication & Automotive Building | 1 | No | CA - 111 West
Area 14 Turk, Porter, CAT VoTech: ESI ID # 698666629_964-957-840-0-9 / Meter # 698666629; Area 14 Turk, Porter, CAT, ECP, Votech: Gas Meter # 2001115789, Gas Acct # 1647462 |  |  |  | CA-FCU-111B | 124226 | 4-pipe | ✔ | SZ |  | 700 | Minimum |  | Chilled Water | 1 | 1.4 Tons | 1.425 |  | Hot Water | 1 | 28200.0 BTUs Per Hour |  |  |  | 28200 | [12 empty] | 8A3-E3WF | CA - 111 East | CA-FCU-111B | ⬜ | Communication & Automotive Building | 1 | No | CA - 111 East
Area 14 Turk, Porter, CAT VoTech: ESI ID # 698666629_964-957-840-0-9 / Meter # 698666629; Area 14 Turk, Porter, CAT, ECP, Votech: Gas Meter # 2001115789, Gas Acct # 1647462 |  |  |  | CA-FCU-123B | 124231 | 4-pipe | ✔ | SZ |  | 800 | Minimum |  | Chilled Water | 1 | 1.4 Tons | 1.3833 |  | Hot Water | 1 | 30400.0 BTUs Per Hour |  |  |  | 30400 | [12 empty] | 8A3-F73W | CA - 123 East | CA-FCU-123B | ⬜ | Communication & Automotive Building | 1 | No | CA - 123 East
Area 14 Turk, Porter, CAT VoTech: ESI ID # 698666629_964-957-840-0-9 / Meter # 698666629; Area 14 Turk, Porter, CAT, ECP, Votech: Gas Meter # 2001115789, Gas Acct # 1647462 |  |  |  | CA-FCU-123A | 124230 | 4-pipe | ✔ | SZ |  | 800 | Minimum |  | Chilled Water | 1 | 1.4 Tons | 1.3833 |  | Hot Water | 1 | 30400.0 BTUs Per Hour |  |  |  | 30400 | [12 empty] | 8A3-HEEH | CA - 123 West | CA-FCU-123A | ⬜ | Communication & Automotive Building | 1 | No | CA - 123 West
Area 14 Turk, Porter, CAT VoTech: ESI ID # 698666629_964-957-840-0-9 / Meter # 698666629; Area 14 Turk, Porter, CAT, ECP, Votech: Gas Meter # 2001115789, Gas Acct # 1647462 |  |  |  | CA-FCU-125A | 124233 | 4-pipe | ✔ | SZ |  | 1000 | Minimum |  | Chilled Water | 1 | 1.8 Tons | 1.8333 |  | Hot Water | 1 | 40500.0 BTUs Per Hour |  |  |  | 40500 | [12 empty] | 8A5-BF5S | CA - 125 West | CA-FCU-125A | ⬜ | Communication & Automotive Building | 1 | No | CA - 125 West
Area 14 Turk, Porter, CAT VoTech: ESI ID # 698666629_964-957-840-0-9 / Meter # 698666629; Area 14 Turk, Porter, CAT, ECP, Votech: Gas Meter # 2001115789, Gas Acct # 1647462 |  |  |  | CA-FCU-125B | 124234 | 4-pipe | ✔ | SZ |  | 1000 | Minimum |  | Chilled Water | 1 | 1.8 Tons | 1.8333 |  | Hot Water | 1 | 40500.0 BTUs Per Hour |  |  |  | 40500 | [12 empty] | 8A3-GBHJ | CA - 125 East | CA-FCU-125B | ⬜ | Communication & Automotive Building | 1 | No | CA - 125 East
Area 14 Turk, Porter, CAT VoTech: ESI ID # 698666629_964-957-840-0-9 / Meter # 698666629; Area 14 Turk, Porter, CAT, ECP, Votech: Gas Meter # 2001115789, Gas Acct # 1647462 |  |  |  | CA-FCU-127A | 124235 | 4-pipe | ✔ | SZ |  | 700 | None |  | Chilled Water | 1 | 1.4 Tons | 1.425 |  | Hot Water | 1 | 28200.0 BTUs Per Hour |  |  |  | 28200 | [12 empty] | 8A5-B9UC | CA - 127 West | CA-FCU-127A | ⬜ | Communication & Automotive Building | 1 | No | CA - 127 West
Area 14 Turk, Porter, CAT VoTech: ESI ID # 698666629_964-957-840-0-9 / Meter # 698666629; Area 14 Turk, Porter, CAT, ECP, Votech: Gas Meter # 2001115789, Gas Acct # 1647462 |  |  |  | CA-FCU-127B | 124236 | 4-pipe | ✔ | SZ |  | 700 | None |  | Chilled Water | 1 | 1.4 Tons | 1.425 |  | Hot Water | 1 | 28200.0 BTUs Per Hour |  |  |  | 28200 | [12 empty] | 8A3-H8TA | CA - 127 East | CA-FCU-127B | ⬜ | Communication & Automotive Building | 1 | No | CA - 127 East
Area 14 Turk, Porter, CAT VoTech: ESI ID # 698666629_964-957-840-0-9 / Meter # 698666629; Area 14 Turk, Porter, CAT, ECP, Votech: Gas Meter # 2001115789, Gas Acct # 1647462 |  |  |  | CA-FCU-132A | 124239 | 4-pipe | ✔ | SZ |  | 700 | Minimum |  | Chilled Water | 1 | 1.4 Tons | 1.425 |  | Hot Water | 1 | 28200.0 BTUs Per Hour |  |  |  | 28200 | [12 empty] | 8A3-HA6S | CA - 132 East | CA-FCU-132A | ⬜ | Communication & Automotive Building | 1 | No | CA - 132 East
Area 14 Turk, Porter, CAT VoTech: ESI ID # 698666629_964-957-840-0-9 / Meter # 698666629; Area 14 Turk, Porter, CAT, ECP, Votech: Gas Meter # 2001115789, Gas Acct # 1647462 |  |  |  | CA-FCU-132B | 124240 | 4-pipe | ✔ | SZ |  | 700 | Minimum |  | Chilled Water | 1 | 1.4 Tons | 1.425 |  | Hot Water | 1 | 28200.0 BTUs Per Hour |  |  |  | 28200 | [12 empty] | 8A5-BBXX | CA - 132 West | CA-FCU-132B | ⬜ | Communication & Automotive Building | 1 | No | CA - 132 West
Area 14 Turk, Porter, CAT VoTech: ESI ID # 698666629_964-957-840-0-9 / Meter # 698666629; Area 14 Turk, Porter, CAT, ECP, Votech: Gas Meter # 2001115789, Gas Acct # 1647462 |  |  |  | CA-FCU-133A | 124241 | 4-pipe | ✔ | SZ |  | 600 | Minimum |  | Chilled Water | 1 | 1.2 Tons | 1.1583 |  | Hot Water | 1 | 25400.0 BTUs Per Hour |  |  |  | 25400 | [12 empty] | 8A5-BHTW | CA - 133 East | CA-FCU-133A | ⬜ | Communication & Automotive Building | 1 | No | CA - 133 East
Area 14 Turk, Porter, CAT VoTech: ESI ID # 698666629_964-957-840-0-9 / Meter # 698666629; Area 14 Turk, Porter, CAT, ECP, Votech: Gas Meter # 2001115789, Gas Acct # 1647462 |  |  |  | CA-FCU-133B | 124242 | 4-pipe | ✔ | SZ |  | 600 | Minimum |  | Chilled Water | 1 | 1.2 Tons | 1.1583 |  | Hot Water | 1 | 25400.0 BTUs Per Hour |  |  |  | 25400 | [12 empty] | 8A3-E3CU | CA - 133 West | CA-FCU-133B | ⬜ | Communication & Automotive Building | 1 | No | CA - 133 West
Area 14 Turk, Porter, CAT VoTech: ESI ID # 698666629_964-957-840-0-9 / Meter # 698666629; Area 14 Turk, Porter, CAT, ECP, Votech: Gas Meter # 2001115789, Gas Acct # 1647462 |  |  |  | CA-FCU-139A | 124244 | 4-pipe | ✔ | SZ |  | 800 | Minimum |  | Chilled Water | 1 | 1.4 Tons | 1.3833 |  | Hot Water | 1 | 30400.0 BTUs Per Hour |  |  |  | 30400 | [12 empty] | 8A5-BD26 | CA - 139 East | CA-FCU-139A | ⬜ | Communication & Automotive Building | 1 | No | CA - 139 East
Area 14 Turk, Porter, CAT VoTech: ESI ID # 698666629_964-957-840-0-9 / Meter # 698666629; Area 14 Turk, Porter, CAT, ECP, Votech: Gas Meter # 2001115789, Gas Acct # 1647462 |  |  |  | CA-FCU-139B | 124245 | 4-pipe | ✔ | SZ |  | 800 | Minimum |  | Chilled Water | 1 | 1.4 Tons | 1.3833 |  | Hot Water | 1 | 30400.0 BTUs Per Hour |  |  |  | 30400 | [12 empty] | 8A5-BCX8 | CA - 139 West | CA-FCU-139B | ⬜ | Communication & Automotive Building | 1 | No | CA - 139 West
Area 14 Turk, Porter, CAT VoTech: ESI ID # 698666629_964-957-840-0-9 / Meter # 698666629; Area 14 Turk, Porter, CAT, ECP, Votech: Gas Meter # 2001115789, Gas Acct # 1647462 |  |  |  | FAC-FCU-ELEV | 124280 | 4-pipe | ✔ | SZ |  | 250 | None |  | Chilled Water | 1 | 0.5 Tons | 0.4583 |  | Hot Water | 1 | 10300.0 BTUs Per Hour |  |  |  | 10300 | [12 empty] | 8A3-JSQ2 | FAC - ElevatorRoom | FAC-FCU-ELEV | ⬜ | Anne Dean Turk Fine Arts Center | B | No | FAC - ElevatorRoom
Area 14 Turk, Porter, CAT VoTech: ESI ID # 698666629_964-957-840-0-9 / Meter # 698666629; Area 14 Turk, Porter, CAT, ECP, Votech: Gas Meter # 2001115789, Gas Acct # 1647462 |  |  |  | FAC-FCU-B03 | 124281 | 4-pipe | ✔ | SZ |  | 600 | Minimum |  | Chilled Water | 1 | 1.2 Tons | 1.1583 |  | Hot Water | 1 | 25400.0 BTUs Per Hour |  |  |  | 25400 | [12 empty] | 8A3-JTSP | FAC - B02-B04_Hall | FAC-FCU-B03 | ⬜ | Anne Dean Turk Fine Arts Center | B | No | FAC - B02-B04_Hall
Area 14 Turk, Porter, CAT VoTech: ESI ID # 698666629_964-957-840-0-9 / Meter # 698666629; Area 14 Turk, Porter, CAT, ECP, Votech: Gas Meter # 2001115789, Gas Acct # 1647462 |  |  |  | FAC-FCU-B05 | 124282 | 4-pipe | ✔ | SZ |  | 1000 | None |  | Chilled Water | 1 | 1.8 Tons | 1.8333 |  | Hot Water | 1 | 40500.0 BTUs Per Hour |  |  |  | 40500 | [12 empty] | 8A3-JRB9 | FAC - B05_B06 Hall | FAC-FCU-B05 | ⬜ | Anne Dean Turk Fine Arts Center | B | No | FAC - B05_B06 Hall
Area 14 Turk, Porter, CAT VoTech: ESI ID # 698666629_964-957-840-0-9 / Meter # 698666629; Area 14 Turk, Porter, CAT, ECP, Votech: Gas Meter # 2001115789, Gas Acct # 1647462 |  |  |  | FAC-FCU-B17 | 124283 | 4-pipe | ✔ | SZ |  | 700 | Minimum |  | Chilled Water | 1 | 1.4 Tons | 1.425 |  | Hot Water | 1 | 28200.0 BTUs Per Hour |  |  |  | 28200 | [12 empty] | 8A5-BTN5 | FAC - B18-B21 | FAC-FCU-B17 | ⬜ | Anne Dean Turk Fine Arts Center | B | No | FAC - B18-B21
Area 14 Turk, Porter, CAT VoTech: ESI ID # 698666629_964-957-840-0-9 / Meter # 698666629; Area 14 Turk, Porter, CAT, ECP, Votech: Gas Meter # 2001115789, Gas Acct # 1647462 |  |  |  | FAC-FCU-B16 | 124284 | 4-pipe | ✔ | SZ |  | 300 | None |  | Chilled Water | 1 | 0.7 Tons | 0.6917 |  | Hot Water | 1 | 14900.0 BTUs Per Hour |  |  |  | 14900 | [12 empty] | 8A3-JT6B | FAC - B11-B17_Hall | FAC-FCU-B16 | ⬜ | Anne Dean Turk Fine Arts Center | B | No | FAC - B11-B17_Hall
Area 14 Turk, Porter, CAT VoTech: ESI ID # 698666629_964-957-840-0-9 / Meter # 698666629; Area 14 Turk, Porter, CAT, ECP, Votech: Gas Meter # 2001115789, Gas Acct # 1647462 |  |  |  | FAC-FCU-B26 | 124286 | 4-pipe | ✔ | SZ |  | 500 | None |  | Chilled Water | 1 | 0.9 Tons | 0.8833 |  | Hot Water | 1 | 14900.0 BTUs Per Hour |  |  |  | 14900 | [12 empty] | 8A3-JSBX | FAC - Men Dressing Rm | FAC-FCU-B26 | ⬜ | Anne Dean Turk Fine Arts Center | B | No | FAC - Men Dressing Rm
Area 14 Turk, Porter, CAT VoTech: ESI ID # 698666629_964-957-840-0-9 / Meter # 698666629; Area 14 Turk, Porter, CAT, ECP, Votech: Gas Meter # 2001115789, Gas Acct # 1647462 |  |  |  | FAC-FCU-RR | 124285 | 4-pipe | ✔ | SZ |  | 700 | None |  | Chilled Water | 1 | 1.4 Tons | 1.425 |  | Hot Water | 1 | 28200.0 BTUs Per Hour |  |  |  | 28200 | [12 empty] | 8A3-JS9Z | FAC - RRs Basement_Hall | FAC-FCU-RR | ⬜ | Anne Dean Turk Fine Arts Center | B | No | FAC - RRs Basement_Hall
Area 14 Turk, Porter, CAT VoTech: ESI ID # 698666629_964-957-840-0-9 / Meter # 698666629; Area 14 Turk, Porter, CAT, ECP, Votech: Gas Meter # 2001115789, Gas Acct # 1647462 |  |  |  | FAC-FCU-B27 | 124287 | 2-pipe | ✔ | SZ |  | 500 | None |  | Chilled Water | 1 | 0.9 Tons | 0.8833 |  | Hot Water | 1 | 14900.0 BTUs Per Hour |  |  |  | 14900 | [12 empty] | 8A3-JSRQ | FAC - Women Dressing Rm | FAC-FCU-B27 | ⬜ | Anne Dean Turk Fine Arts Center | B | No | FAC - Women Dressing Rm
Area 14 Turk, Porter, CAT VoTech: ESI ID # 698666629_964-957-840-0-9 / Meter # 698666629; Area 14 Turk, Porter, CAT, ECP, Votech: Gas Meter # 2001115789, Gas Acct # 1647462 |  |  |  | FAC-FCU-CORR | 124288 | 4-pipe | ✔ | SZ |  | 1060 | Minimum |  | Chilled Water | 1 | 2.2 Tons | 2.175 |  | Hot Water | 1 | 42600.0 BTUs Per Hour |  |  |  | 42600 | [12 empty] | 8A5-BQP6 | FAC - Hall 1st Floor | FAC-FCU-CORR | ⬜ | Anne Dean Turk Fine Arts Center | 1 | No | FAC - Hall 1st Floor
Area 14 Turk, Porter, CAT VoTech: ESI ID # 698666629_964-957-840-0-9 / Meter # 698666629; Area 14 Turk, Porter, CAT, ECP, Votech: Gas Meter # 2001115789, Gas Acct # 1647462 |  |  |  | FAC-FCU-111 | 124291 | 4-pipe | ✔ | SZ |  | 300 | None |  | Chilled Water | 1 | 0.7 Tons | 0.6917 |  | Hot Water | 1 | 14900.0 BTUs Per Hour |  |  |  | 14900 | [12 empty] | 8A3-JT4D | FAC - 105 North | FAC-FCU-111 | ⬜ | Anne Dean Turk Fine Arts Center | 1 | No | FAC - 105 North
Area 14 Turk, Porter, CAT VoTech: ESI ID # 698666629_964-957-840-0-9 / Meter # 698666629; Area 14 Turk, Porter, CAT, ECP, Votech: Gas Meter # 2001115789, Gas Acct # 1647462 |  |  |  | FAC-FCU-BOX | 124292 | 4-pipe | ✔ | SZ |  | 250 | Minimum |  | Chilled Water | 1 | 0.5 Tons | 0.4583 |  | Hot Water | 1 | 10300.0 BTUs Per Hour |  |  |  | 10300 | [12 empty] | 8A3-JUN2 | FAC - 105 South | FAC-FCU-BOX | ⬜ | Anne Dean Turk Fine Arts Center | 1 | No | FAC - 105 South
Area 14 Turk, Porter, CAT VoTech: ESI ID # 698666629_964-957-840-0-9 / Meter # 698666629; Area 14 Turk, Porter, CAT, ECP, Votech: Gas Meter # 2001115789, Gas Acct # 1647462 |  |  |  | FAC-FCU-114 | 124295 | 4-pipe | ✔ | SZ |  | 600 | Minimum |  | Chilled Water | 1 | 1.2 Tons | 1.1583 |  | Hot Water | 1 | 25400.0 BTUs Per Hour |  |  |  | 25400 | [12 empty] | 8A3-JTVL | FAC - 101 | FAC-FCU-114 | ⬜ | Anne Dean Turk Fine Arts Center | 1 | No | FAC - 101
Area 14 Turk, Porter, CAT VoTech: ESI ID # 698666629_964-957-840-0-9 / Meter # 698666629; Area 14 Turk, Porter, CAT, ECP, Votech: Gas Meter # 2001115789, Gas Acct # 1647462 |  |  |  | FAC-COR-W | 124296 | 4-pipe | ✔ | SZ |  | 1060 | Minimum |  | Chilled Water | 1 | 2.2 Tons | 2.175 |  | Hot Water | 1 | 42600.0 BTUs Per Hour |  |  |  | 42600 | [12 empty] | 8A3-JQG7 | FAC - Fl2 Hall West | FAC-COR-W | ⬜ | Anne Dean Turk Fine Arts Center | 2 | No | FAC - Fl2 Hall West
Area 14 Turk, Porter, CAT VoTech: ESI ID # 698666629_964-957-840-0-9 / Meter # 698666629; Area 14 Turk, Porter, CAT, ECP, Votech: Gas Meter # 2001115789, Gas Acct # 1647462 |  |  |  | FAC-FCU-202 | 124297 | 4-pipe | ✔ | SZ |  | 250 | Minimum |  | Chilled Water | 1 | 0.5 Tons | 0.4583 |  | Hot Water | 1 | 10300.0 BTUs Per Hour |  |  |  | 10300 | [12 empty] | 8A3-F728 | FAC - Closet | FAC-FCU-202 | ⬜ | Anne Dean Turk Fine Arts Center | 2 | No | FAC - Closet
Area 14 Turk, Porter, CAT VoTech: ESI ID # 698666629_964-957-840-0-9 / Meter # 698666629; Area 14 Turk, Porter, CAT, ECP, Votech: Gas Meter # 2001115789, Gas Acct # 1647462 |  |  |  | FAC-FCU-203 | 124298 | 4-pipe | ✔ | SZ |  | 500 | Minimum |  | Chilled Water | 1 | 0.9 Tons | 0.8833 |  | Hot Water | 1 | 14900.0 BTUs Per Hour |  |  |  | 14900 | [12 empty] | 8A3-JSXK | FAC - 201 West | FAC-FCU-203 | ⬜ | Anne Dean Turk Fine Arts Center | 2 | No | FAC - 201 West
Area 14 Turk, Porter, CAT VoTech: ESI ID # 698666629_964-957-840-0-9 / Meter # 698666629; Area 14 Turk, Porter, CAT, ECP, Votech: Gas Meter # 2001115789, Gas Acct # 1647462 |  |  |  | FAC-FCU-206 | 124301 | 4-pipe | ✔ | SZ |  | 250 | Minimum |  | Chilled Water | 1 | 0.5 Tons | 0.4583 |  | Hot Water | 1 | 10300.0 BTUs Per Hour |  |  |  | 10300 | [12 empty] | 8A3-JS2G | FAC - Small Room | FAC-FCU-206 | ⬜ | Anne Dean Turk Fine Arts Center | 2 | No | FAC - Small Room
Area 14 Turk, Porter, CAT VoTech: ESI ID # 698666629_964-957-840-0-9 / Meter # 698666629; Area 14 Turk, Porter, CAT, ECP, Votech: Gas Meter # 2001115789, Gas Acct # 1647462 |  |  |  | FAC-FCU-COR-E | 124304 | 2-pipe | ✔ | SZ |  | 1000 | Minimum |  | Chilled Water | 1 | 1.8 Tons | 1.8333 |  | Hot Water | 1 | 40500.0 BTUs Per Hour |  |  |  | 40500 | [12 empty] | 8A3-JQ7D | FAC - Fl2 Hall East | FAC-FCU-COR-E | ⬜ | Anne Dean Turk Fine Arts Center | 2 | No | FAC - Fl2 Hall East
Area 14 Turk, Porter, CAT VoTech: ESI ID # 698666629_964-957-840-0-9 / Meter # 698666629; Area 14 Turk, Porter, CAT, ECP, Votech: Gas Meter # 2001115789, Gas Acct # 1647462 |  |  |  | FAC-FCU-210 | 124305 | 4-pipe | ✔ | SZ |  | 250 | Minimum |  | Chilled Water | 1 | 0.5 Tons | 0.4583 |  | Hot Water | 1 | 10300.0 BTUs Per Hour |  |  |  | 10300 | [12 empty] | 8A3-JZBU | FAC - 210 | FAC-FCU-210 | ⬜ | Anne Dean Turk Fine Arts Center | 2 | No | FAC - 210
Area 14 Turk, Porter, CAT VoTech: ESI ID # 698666629_964-957-840-0-9 / Meter # 698666629; Area 14 Turk, Porter, CAT, ECP, Votech: Gas Meter # 2001115789, Gas Acct # 1647462 |  |  |  | FAC-AHU-02 | 124308 | 4-pipe | ✔ | SZ | 2 |  | Minimum |  | Chilled Water | 1 | 14.6 Tons | 14.5667 |  | Hot Water | 1 | 42000.0 BTUs Per Hour |  |  |  | 42000 | [12 empty] | 8A3-JQWN | FAC - Lobby | FAC-AHU-02 | ⬜ | Anne Dean Turk Fine Arts Center | 1 | No | FAC - Lobby
Area 14 Turk, Porter, CAT VoTech: ESI ID # 698666629_964-957-840-0-9 / Meter # 698666629; Area 14 Turk, Porter, CAT, ECP, Votech: Gas Meter # 2001115789, Gas Acct # 1647462 |  |  |  | FAC-SS-104 | 124311 |  | ✔ | SZ | 0.5 | 1500 | Minimum |  | DX | 1 | 4.0 Tons | 4 | No | Heat Pump, Electric ¦ Resistance | 2 | 4.4 kW, 11.5 kW | No | 11.53 | 4.4 | [13 empty] | 8A3-G6QG | FAC - 104 | FAC-SS-104 | ⬜ | Anne Dean Turk Fine Arts Center | 1 | No | FAC - 104
Area 14 Turk, Porter, CAT VoTech: ESI ID # 698666629_964-957-840-0-9 / Meter # 698666629; Area 14 Turk, Porter, CAT, ECP, Votech: Gas Meter # 2001115789, Gas Acct # 1647462 |  |  |  | FAC-AHU-01 | 124307 | 4-pipe | ✔ | SZ | 10 |  | Minimum |  | Chilled Water | 1 | 72.8 Tons | 72.8333 |  | Hot Water | 1 | 1000000.0 BTUs Per Hour |  |  |  | 1000000 | [12 empty] | 8A3-JTGU | FAC - Auditorium | FAC-AHU-01 | ⬜ | Anne Dean Turk Fine Arts Center | 1 | No | FAC - Auditorium
Area 14 Turk, Porter, CAT VoTech: ESI ID # 698666629_964-957-840-0-9 / Meter # 698666629; Area 14 Turk, Porter, CAT, ECP, Votech: Gas Meter # 2001115789, Gas Acct # 1647462 |  |  |  | FAC-RTU-01 | 124309 |  | ✔ | OAHU | 5 | 3500 | Economizer |  | DX | 1 | 40.0 Tons | 40 | No | Electric ¦ Resistance | 1 | 56.0 kW |  | 56 | [18 empty] | Anne Dean Turk Fine Arts Center | 1 | No | FAC - FCUs
Area 14 Turk, Porter, CAT VoTech: ESI ID # 698666629_964-957-840-0-9 / Meter # 698666629; Area 14 Turk, Porter, CAT, ECP, Votech: Gas Meter # 2001115789, Gas Acct # 1647462 |  |  |  | FAC-FCU-COST | 124306 | 4-pipe | ✔ | SZ |  | 300 | Minimum |  | Chilled Water | 1 | 0.7 Tons | 0.6917 |  | Hot Water | 1 | 14900.0 BTUs Per Hour |  |  |  | 14900 | [12 empty] | 8A3-JZ2A | FAC - Mezzanine | FAC-FCU-COST | ⬜ | Anne Dean Turk Fine Arts Center | MEZ | No | FAC - Mezzanine
Area 14 Turk, Porter, CAT VoTech: ESI ID # 698666629_964-957-840-0-9 / Meter # 698666629; Area 14 Turk, Porter, CAT, ECP, Votech: Gas Meter # 2001115789, Gas Acct # 1647462 |  |  |  | FAC-RTU-02 | 124310 |  | ✔ | SZ | 3 | 5000 | Minimum |  | DX | 1 | 12.5 Tons | 12.5 | No | [19 empty] | 8A5-BS4K | FAC - Stage | FAC-RTU-02 | ⬜ | Anne Dean Turk Fine Arts Center | 1 | No | FAC - Stage
Area 14 Turk, Porter, CAT VoTech: ESI ID # 698666629_964-957-840-0-9 / Meter # 698666629; Area 14 Turk, Porter, CAT, ECP, Votech: Gas Meter # 2001115789, Gas Acct # 1647462 |  |  |  | FAC-FCU-107B | 124290 | 4-pipe | ✔ | SZ |  | 600 | Minimum |  | Chilled Water | 1 | 1.2 Tons | 1.1583 |  | Hot Water | 1 | 25400.0 BTUs Per Hour |  |  |  | 25400 | [12 empty] | 8A5-BQEB | FAC - 107 West | FAC-FCU-107B | ⬜ | Anne Dean Turk Fine Arts Center | 1 | No | FAC - 107 West
Area 14 Turk, Porter, CAT VoTech: ESI ID # 698666629_964-957-840-0-9 / Meter # 698666629; Area 14 Turk, Porter, CAT, ECP, Votech: Gas Meter # 2001115789, Gas Acct # 1647462 |  |  |  | FAC-FCU-107A | 124289 | 4-pipe | ✔ | SZ |  | 600 | Minimum |  | Chilled Water | 1 | 1.2 Tons | 1.1583 |  | Hot Water | 1 | 25400.0 BTUs Per Hour |  |  |  | 25400 | [12 empty] | 8A3-JUFU | FAC - 107 East | FAC-FCU-107A | ⬜ | Anne Dean Turk Fine Arts Center | 1 | No | FAC - 107 East
Area 14 Turk, Porter, CAT VoTech: ESI ID # 698666629_964-957-840-0-9 / Meter # 698666629; Area 14 Turk, Porter, CAT, ECP, Votech: Gas Meter # 2001115789, Gas Acct # 1647462 |  |  |  | FAC-FCU-112B | 124294 | 4-pipe | ✔ | SZ |  | 1060 | None |  | Chilled Water | 1 | 2.2 Tons | 2.175 |  | Hot Water | 1 | 42600.0 BTUs Per Hour |  |  |  | 42600 | [12 empty] | 8A5-BQ9G | FAC - 112 West | FAC-FCU-112B | ⬜ | Anne Dean Turk Fine Arts Center | 1 | No | FAC - 112 West
Area 14 Turk, Porter, CAT VoTech: ESI ID # 698666629_964-957-840-0-9 / Meter # 698666629; Area 14 Turk, Porter, CAT, ECP, Votech: Gas Meter # 2001115789, Gas Acct # 1647462 |  |  |  | FAC-FCU-112A | 124293 | 4-pipe | ✔ | SZ |  | 1060 | None |  | Chilled Water | 1 | 2.2 Tons | 2.175 |  | Hot Water | 1 | 42600.0 BTUs Per Hour |  |  |  | 42600 | [12 empty] | 8A3-JTLS | FAC - 112 East | FAC-FCU-112A | ⬜ | Anne Dean Turk Fine Arts Center | 1 | No | FAC - 112 East
Area 14 Turk, Porter, CAT VoTech: ESI ID # 698666629_964-957-840-0-9 / Meter # 698666629; Area 14 Turk, Porter, CAT, ECP, Votech: Gas Meter # 2001115789, Gas Acct # 1647462 |  |  |  | FAC-FCU-205A | 124299 | 4-pipe | ✔ | SZ |  | 1000 | None |  | Chilled Water | 1 | 1.8 Tons | 1.8333 |  | Hot Water | 1 | 40500.0 BTUs Per Hour |  |  |  | 40500 | [12 empty] | 8A5-BVFW | FAC - 201 Central | FAC-FCU-205A | ⬜ | Anne Dean Turk Fine Arts Center | 2 | No | FAC - 201 Central
Area 14 Turk, Porter, CAT VoTech: ESI ID # 698666629_964-957-840-0-9 / Meter # 698666629; Area 14 Turk, Porter, CAT, ECP, Votech: Gas Meter # 2001115789, Gas Acct # 1647462 |  |  |  | FAC-FCU-205B | 124300 | 4-pipe | ✔ | SZ |  | 1000 | Minimum |  | Chilled Water | 1 | 1.8 Tons | 1.8333 |  | Hot Water | 1 | 40500.0 BTUs Per Hour |  |  |  | 40500 | [12 empty] | 8A5-BPQ6 | FAC - 201 East_Offices | FAC-FCU-205B | ⬜ | Anne Dean Turk Fine Arts Center | 2 | No | FAC - 201 East_Offices
Area 14 Turk, Porter, CAT VoTech: ESI ID # 698666629_964-957-840-0-9 / Meter # 698666629; Area 14 Turk, Porter, CAT, ECP, Votech: Gas Meter # 2001115789, Gas Acct # 1647462 |  |  |  | FAC-FCU-207A | 124302 | 4-pipe | ✔ | SZ |  | 1000 | Minimum |  | Chilled Water | 1 | 1.8 Tons | 1.8333 |  | Hot Water | 1 | 40500.0 BTUs Per Hour |  |  |  | 40500 | [12 empty] | 8A5-BPFB | FAC - 203 West | FAC-FCU-207A | ⬜ | Anne Dean Turk Fine Arts Center | 2 | No | FAC - 203 West
Area 14 Turk, Porter, CAT VoTech: ESI ID # 698666629_964-957-840-0-9 / Meter # 698666629; Area 14 Turk, Porter, CAT, ECP, Votech: Gas Meter # 2001115789, Gas Acct # 1647462 |  |  |  | FAC-FCU-207B | 124303 | 4-pipe | ✔ | SZ |  | 1060 | Minimum |  | Chilled Water | 1 | 2.2 Tons | 2.175 |  | Hot Water | 1 | 42600.0 BTUs Per Hour |  |  |  | 42600 | [12 empty] | 8A3-JQE8 | FAC - 203 East | FAC-FCU-207B | ⬜ | Anne Dean Turk Fine Arts Center | 2 | No | FAC - 203 East
Area 15 M. Kenneth Whitten Applied Technology: ESI ID # 698559069_964-957-840-0-9 / Meter # 698559069; Area 15 ATC M. Kenneth Whitten Applied Techno: Gas Meter # 2001207974, Gas Acct # 1014038
Area 15 M. Kenneth Whitten Applied Technology: ESI ID # 698559069_964-957-840-0-9 / Meter # 698559069; Area 15 ATC M. Kenneth Whitten Applied Techno: Gas Meter # 2001207974, Gas Acct # 1014038 |  |  |  | ATC-RTU-02 | 124316 |  | ✔ | SZ |  |  | None |  | DX | 1 | 3.0 Tons | 3 | No | [19 empty] | 8A3-GJDF | ATC - 208 | ATC-RTU-02 | ⬜ | M. Kenneth Whitten Applied Technology Center | 2 | No | ATC - 208
Area 15 M. Kenneth Whitten Applied Technology: ESI ID # 698559069_964-957-840-0-9 / Meter # 698559069; Area 15 ATC M. Kenneth Whitten Applied Techno: Gas Meter # 2001207974, Gas Acct # 1014038 |  |  |  | ATC-RTU-04 | 124318 |  | IP | SZ |  |  | None |  | DX | 1 | 7.5 Tons | 7.5 | No | Electric ¦ Resistance | 1 | 27.0 kW |  | 27 | [17 empty] | ⬜ | M. Kenneth Whitten Applied Technology Center | 1 | No | ATC - 120
Area 15 M. Kenneth Whitten Applied Technology: ESI ID # 698559069_964-957-840-0-9 / Meter # 698559069; Area 15 ATC M. Kenneth Whitten Applied Techno: Gas Meter # 2001207974, Gas Acct # 1014038 |  |  |  | ATC-SS-01 | 124319 |  | ✔ | SZ |  |  | None | [29 empty] | M. Kenneth Whitten Applied Technology Center | 1 | No | ATC - 115
Area 15 M. Kenneth Whitten Applied Technology: ESI ID # 698559069_964-957-840-0-9 / Meter # 698559069; Area 15 ATC M. Kenneth Whitten Applied Techno: Gas Meter # 2001207974, Gas Acct # 1014038 |  |  |  | ATC-RTU-01 | 124315 |  | ✔ | SZ |  |  | None |  | DX | 1 | 3.0 Tons | 3 | No | [19 empty] | 8A3-G36W | ATC - 206 | ATC-RTU-01 | ⬜ | M. Kenneth Whitten Applied Technology Center | 2 | No | ATC - 206
Area 15 M. Kenneth Whitten Applied Technology: ESI ID # 698559069_964-957-840-0-9 / Meter # 698559069; Area 15 ATC M. Kenneth Whitten Applied Techno: Gas Meter # 2001207974, Gas Acct # 1014038 |  |  |  | ATC-RTU-03 | 124317 |  | ✔ | SZ |  |  | Minimum |  | DX | 1 | 5.0 Tons | 5 | No | Electric ¦ Resistance | 1 | 15.0 kW |  | 15 | [14 empty] | 8A3-HAEM | ATC - 114 | ATC-RTU-03 | ⬜ | M. Kenneth Whitten Applied Technology Center | 1 | No | ATC - 114
Area 15 M. Kenneth Whitten Applied Technology: ESI ID # 698559069_964-957-840-0-9 / Meter # 698559069; Area 15 ATC M. Kenneth Whitten Applied Techno: Gas Meter # 2001207974, Gas Acct # 1014038 |  |  |  | ATC-AHU-03 | 124314 |  | ✔ | VAVAHU | 7.5 |  | Economizer |  | Chilled Water | 1 | 32.5 Tons | 32.5 | [20 empty] | 4S3-PJKN | ATC-AHU-03 |  | ⬜ | M. Kenneth Whitten Applied Technology Center | 1 | No | ATC - FPBs, ATC - 112_113_RR, ATC - 116, ATC - Open Area West, ATC - Open Area East, ATC - 111, ATC - 110, ATC - Rooms by 110
Area 15 M. Kenneth Whitten Applied Technology: ESI ID # 698559069_964-957-840-0-9 / Meter # 698559069; Area 15 ATC M. Kenneth Whitten Applied Techno: Gas Meter # 2001207974, Gas Acct # 1014038 |  |  |  |  | 124734 |  | ✔ | FPB | [16 empty] | ATC-FPB-3-02 | 3.6497 | 5.5 |  |  |  | Yes | Parallel |  |  |  |  | 8A3-JLS4 | ATC - 112_113_RR | ATC-FPB-3-02 | ⬜ | M. Kenneth Whitten Applied Technology Center | 1 | No | ATC - 112_113_RR
Area 15 M. Kenneth Whitten Applied Technology: ESI ID # 698559069_964-957-840-0-9 / Meter # 698559069; Area 15 ATC M. Kenneth Whitten Applied Techno: Gas Meter # 2001207974, Gas Acct # 1014038 |  |  |  |  | 124733 |  | ✔ | FPB | [16 empty] | ATC-FPB-3-01 | 4.6346 | 12 |  |  |  | Yes | Parallel |  |  |  |  | 8A3-JNXP | ATC - 116 | ATC-FPB-3-01 | ⬜ | M. Kenneth Whitten Applied Technology Center | 1 | No | ATC - 116
Area 15 M. Kenneth Whitten Applied Technology: ESI ID # 698559069_964-957-840-0-9 / Meter # 698559069; Area 15 ATC M. Kenneth Whitten Applied Techno: Gas Meter # 2001207974, Gas Acct # 1014038 |  |  |  |  | 124735 |  | ✔ | FPB | [16 empty] | ATC-FPB-3-03 | 6.9519 | 7.5 |  |  |  | Yes | Parallel |  |  |  |  | 8A3-JP3J | ATC - Open Area West | ATC-FPB-3-03 | ⬜ | M. Kenneth Whitten Applied Technology Center | 1 | No | ATC - Open Area West
Area 15 M. Kenneth Whitten Applied Technology: ESI ID # 698559069_964-957-840-0-9 / Meter # 698559069; Area 15 ATC M. Kenneth Whitten Applied Techno: Gas Meter # 2001207974, Gas Acct # 1014038 |  |  |  |  | 124736 |  | ✔ | FPB | [16 empty] | ATC-FPB-3-04 | 1.6221 | 3 |  |  |  | Yes | Parallel |  |  |  |  | 8A3-JKV3 | ATC - Open Area East | ATC-FPB-3-04 | ⬜ | M. Kenneth Whitten Applied Technology Center | 1 | No | ATC - Open Area East
Area 15 M. Kenneth Whitten Applied Technology: ESI ID # 698559069_964-957-840-0-9 / Meter # 698559069; Area 15 ATC M. Kenneth Whitten Applied Techno: Gas Meter # 2001207974, Gas Acct # 1014038 |  |  |  |  | 124737 |  | ✔ | FPB | [16 empty] | ATC-FPB-3-06 | 5.7932 | 5.5 |  |  |  | Yes | Parallel |  |  |  |  | 8A3-JT99 | ATC - 111 | ATC-FPB-3-06 | ⬜ | M. Kenneth Whitten Applied Technology Center | 1 | No | ATC - 111
Area 15 M. Kenneth Whitten Applied Technology: ESI ID # 698559069_964-957-840-0-9 / Meter # 698559069; Area 15 ATC M. Kenneth Whitten Applied Techno: Gas Meter # 2001207974, Gas Acct # 1014038 |  |  |  |  | 124738 |  | ✔ | FPB | [16 empty] | ATC-FPB-3-07 | 5.7932 | 5.5 |  |  |  | Yes | Parallel |  |  |  |  | 8A3-JLAE | ATC - 110 | ATC-FPB-3-07 | ⬜ | M. Kenneth Whitten Applied Technology Center | 1 | No | ATC - 110
Area 15 M. Kenneth Whitten Applied Technology: ESI ID # 698559069_964-957-840-0-9 / Meter # 698559069; Area 15 ATC M. Kenneth Whitten Applied Techno: Gas Meter # 2001207974, Gas Acct # 1014038 |  |  |  | ATC-FPB-3-08 | 124739 |  | ✔ | SZ |  |  | None |  | Inherited | 1 | 4.1 Tons | 4.0553 |  | Electric ¦ Resistance | 1 | 5.0 kW |  | 5 | [14 empty] | 8A3-JT8Z | ATC - Rooms by 110 | ATC-FPB-3-08 | ⬜ | M. Kenneth Whitten Applied Technology Center | 1 | No | ATC - Rooms by 110
Area 15 M. Kenneth Whitten Applied Technology: ESI ID # 698559069_964-957-840-0-9 / Meter # 698559069; Area 15 ATC M. Kenneth Whitten Applied Techno: Gas Meter # 2001207974, Gas Acct # 1014038 |  |  |  | ATC-AHU-02 | 124313 |  | ✔ | VAVAHU | 15 |  | Economizer |  | Chilled Water | 1 | 65.0 Tons | 65 | [20 empty] | 4S3-PJJP | ATC-AHU-02 |  | ⬜ | M. Kenneth Whitten Applied Technology Center | 1, 2 | No | ATC - FPBs, ATC - RRs 2nd Floor, ATC - 202, ATC - 201, ATC - 204, ATC - 203, ATC - 206, ATC - 205, ATC - 208
Area 15 M. Kenneth Whitten Applied Technology: ESI ID # 698559069_964-957-840-0-9 / Meter # 698559069; Area 15 ATC M. Kenneth Whitten Applied Techno: Gas Meter # 2001207974, Gas Acct # 1014038 |  |  |  |  | 124670 |  | ✔ | FPB | [16 empty] | ATC-FPB-2-01 | 9.7049 |  |  |  |  | Yes | Parallel |  |  |  |  | 8A3-JLQ5 | ATC - RRs 2nd Floor | ATC-FPB-2-01 | ⬜ | M. Kenneth Whitten Applied Technology Center | 2 | No | ATC - RRs 2nd Floor
Area 15 M. Kenneth Whitten Applied Technology: ESI ID # 698559069_964-957-840-0-9 / Meter # 698559069; Area 15 ATC M. Kenneth Whitten Applied Techno: Gas Meter # 2001207974, Gas Acct # 1014038 |  |  |  | ATC-FPB-2-02 | 124671 |  | ✔ | SZ |  |  | None |  | Inherited | 1 | 5.6 Tons | 5.6424 |  | Electric ¦ Resistance | 1 | 9.5 kW |  | 9.5 | [14 empty] | 8A3-KLJW | ATC - 202 | ATC-FPB-2-02 | ⬜ | M. Kenneth Whitten Applied Technology Center | 2 | No | ATC - 202
Area 15 M. Kenneth Whitten Applied Technology: ESI ID # 698559069_964-957-840-0-9 / Meter # 698559069; Area 15 ATC M. Kenneth Whitten Applied Techno: Gas Meter # 2001207974, Gas Acct # 1014038 |  |  |  |  | 124672 |  | ✔ | FPB | [16 empty] | ATC-FPB-2-03 | 6.7708 | 13 |  |  |  | Yes | Parallel |  |  |  |  | 8A3-L7UX | ATC - 201 | ATC-FPB-2-03 | ⬜ | M. Kenneth Whitten Applied Technology Center | 2 | No | ATC - 201
Area 15 M. Kenneth Whitten Applied Technology: ESI ID # 698559069_964-957-840-0-9 / Meter # 698559069; Area 15 ATC M. Kenneth Whitten Applied Techno: Gas Meter # 2001207974, Gas Acct # 1014038 |  |  |  |  | 124673 |  | ✔ | FPB | [16 empty] | ATC-FPB-2-04 | 6.7708 | 10 |  |  |  | Yes | Parallel |  |  |  |  | 8A3-JZ5X | ATC - 204 | ATC-FPB-2-04 | ⬜ | M. Kenneth Whitten Applied Technology Center | 2 | No | ATC - 204
Area 15 M. Kenneth Whitten Applied Technology: ESI ID # 698559069_964-957-840-0-9 / Meter # 698559069; Area 15 ATC M. Kenneth Whitten Applied Techno: Gas Meter # 2001207974, Gas Acct # 1014038 |  |  |  |  | 124674 |  | ✔ | FPB | [16 empty] | ATC-FPB-2-05 | 11.2847 | 5.5 |  |  |  | Yes | Parallel |  |  |  |  | 8A3-KT9X | ATC - 203 | ATC-FPB-2-05 | ⬜ | M. Kenneth Whitten Applied Technology Center | 2 | No | ATC - 203
Area 15 M. Kenneth Whitten Applied Technology: ESI ID # 698559069_964-957-840-0-9 / Meter # 698559069; Area 15 ATC M. Kenneth Whitten Applied Techno: Gas Meter # 2001207974, Gas Acct # 1014038 |  |  |  |  | 124675 |  | ✔ | FPB | [16 empty] | ATC-FPB-2-06 | 9.0278 | 16 |  |  |  | Yes | Parallel |  |  |  |  | 8A3-KMN5 | ATC - 206 | ATC-FPB-2-06 | ⬜ | M. Kenneth Whitten Applied Technology Center | 2 | No | ATC - 206
Area 15 M. Kenneth Whitten Applied Technology: ESI ID # 698559069_964-957-840-0-9 / Meter # 698559069; Area 15 ATC M. Kenneth Whitten Applied Techno: Gas Meter # 2001207974, Gas Acct # 1014038 |  |  |  |  | 124676 |  | ✔ | FPB | [16 empty] | ATC-FPB-2-07 | 6.7708 | 18 |  |  |  | Yes | Parallel |  |  |  |  | 8A3-KP4G | ATC - 205 | ATC-FPB-2-07 | ⬜ | M. Kenneth Whitten Applied Technology Center | 2 | No | ATC - 205
Area 15 M. Kenneth Whitten Applied Technology: ESI ID # 698559069_964-957-840-0-9 / Meter # 698559069; Area 15 ATC M. Kenneth Whitten Applied Techno: Gas Meter # 2001207974, Gas Acct # 1014038 |  |  |  |  | 124677 |  | ✔ | FPB | [16 empty] | ATC-FPB-2-08 | 9.0278 | 5.5 |  |  |  | Yes | Parallel |  |  |  |  | 8A3-KLK7 | ATC - 208 | ATC-FPB-2-08 | ⬜ | M. Kenneth Whitten Applied Technology Center | 2 | No | ATC - 208
Area 15 M. Kenneth Whitten Applied Technology: ESI ID # 698559069_964-957-840-0-9 / Meter # 698559069; Area 15 ATC M. Kenneth Whitten Applied Techno: Gas Meter # 2001207974, Gas Acct # 1014038 |  |  |  | ATC-AHU-01 | 124312 |  | ✔ | VAVAHU | 7.5 |  | Economizer |  | Chilled Water | 1 | 32.5 Tons | 32.5 | [20 empty] | 4S3-DSSH | ATC-AHU-01 |  | ⬜ | M. Kenneth Whitten Applied Technology Center | 1 | No | ATC - FPBs, ATC - RRs 1st Floor, ATC - 102_102A, ATC - 101, ATC - 103, ATC - 105, ATC - 104_104A, ATC - 107, ATC - 106_106A, ATC - 109_109A, ATC - 108
Area 15 M. Kenneth Whitten Applied Technology: ESI ID # 698559069_964-957-840-0-9 / Meter # 698559069; Area 15 ATC M. Kenneth Whitten Applied Techno: Gas Meter # 2001207974, Gas Acct # 1014038 |  |  |  |  | 124744 |  | ✔ | FPB | [16 empty] | ATC-FPB-1-01 (INOP Heat) | 2.8214 | 5.5 |  |  |  | Yes | Parallel |  |  |  |  | 8A3-JL1P | ATC - RRs 1st Floor | ATC-FPB-1-01 | ⬜ | M. Kenneth Whitten Applied Technology Center | 1 | No | ATC - RRs 1st Floor
Area 15 M. Kenneth Whitten Applied Technology: ESI ID # 698559069_964-957-840-0-9 / Meter # 698559069; Area 15 ATC M. Kenneth Whitten Applied Techno: Gas Meter # 2001207974, Gas Acct # 1014038 |  |  |  | ATC-FPB-1-02 | 124745 |  | ✔ | SZ |  |  | None |  | Inherited | 1 | 3.6 Tons | 3.5787 |  | Electric ¦ Resistance | 1 | 5.5 kW |  | 5.5 | [14 empty] | 8A3-JMV2 | ATC - 102_102A | ATC-FPB-1-02 | ⬜ | M. Kenneth Whitten Applied Technology Center | 1 | No | ATC - 102_102A
Area 15 M. Kenneth Whitten Applied Technology: ESI ID # 698559069_964-957-840-0-9 / Meter # 698559069; Area 15 ATC M. Kenneth Whitten Applied Techno: Gas Meter # 2001207974, Gas Acct # 1014038 |  |  |  |  | 124746 |  | ✔ | FPB | [16 empty] | ATC-FPB-1-03 | 2.4749 | 5.5 |  |  |  | Yes | Parallel |  |  |  |  | 8A3-JPSR | ATC - 101 | ATC-FPB-1-03 | ⬜ | M. Kenneth Whitten Applied Technology Center | 1 | No | ATC - 101
Area 15 M. Kenneth Whitten Applied Technology: ESI ID # 698559069_964-957-840-0-9 / Meter # 698559069; Area 15 ATC M. Kenneth Whitten Applied Techno: Gas Meter # 2001207974, Gas Acct # 1014038 |  |  |  | ATC-FPB-1-04 | 124747 |  | ✔ | SZ |  |  | None |  | Inherited | 1 | 2.5 Tons | 2.4749 |  | Electric ¦ Resistance | 1 | 9.0 kW |  | 9 | [14 empty] | 8A3-JUHT | ATC - 103 | ATC-FPB-1-04 | ⬜ | M. Kenneth Whitten Applied Technology Center | 1 | No | ATC - 103
Area 15 M. Kenneth Whitten Applied Technology: ESI ID # 698559069_964-957-840-0-9 / Meter # 698559069; Area 15 ATC M. Kenneth Whitten Applied Techno: Gas Meter # 2001207974, Gas Acct # 1014038 |  |  |  |  | 124748 |  | ✔ | FPB | [16 empty] | ATC-FPB-1-05 | 3.9598 | 3 |  |  |  | Yes | Parallel |  |  |  |  | 8A3-JPH7 | ATC - 105 | ATC-FPB-1-05 | ⬜ | M. Kenneth Whitten Applied Technology Center | 1 | No | ATC - 105
Area 15 M. Kenneth Whitten Applied Technology: ESI ID # 698559069_964-957-840-0-9 / Meter # 698559069; Area 15 ATC M. Kenneth Whitten Applied Techno: Gas Meter # 2001207974, Gas Acct # 1014038 |  |  |  |  | 124749 |  | ✔ | FPB | [16 empty] | ATC-FPB-1-06 | 3.9598 | 7.5 |  |  |  | Yes | Parallel |  |  |  |  | 8A3-KTQ1 | ATC - 104_104A | ATC-FPB-1-06 | ⬜ | M. Kenneth Whitten Applied Technology Center | 1 | No | ATC - 104_104A
Area 15 M. Kenneth Whitten Applied Technology: ESI ID # 698559069_964-957-840-0-9 / Meter # 698559069; Area 15 ATC M. Kenneth Whitten Applied Techno: Gas Meter # 2001207974, Gas Acct # 1014038 |  |  |  |  | 124750 |  | ✔ | FPB | [16 empty] | ATC-FPB-1-07 | 3.3609 | 5 |  |  |  | Yes | Parallel |  |  |  |  | 8A3-JMK7 | ATC - 107 | ATC-FPB-1-07 | ⬜ | M. Kenneth Whitten Applied Technology Center | 1 | No | ATC - 107
Area 15 M. Kenneth Whitten Applied Technology: ESI ID # 698559069_964-957-840-0-9 / Meter # 698559069; Area 15 ATC M. Kenneth Whitten Applied Techno: Gas Meter # 2001207974, Gas Acct # 1014038 |  |  |  |  | 124751 |  | ✔ | FPB | [16 empty] | ATC-FPB-1-08 | 2.7224 | 7.5 |  |  |  | Yes | Parallel |  |  |  |  | 8A3-KSLS | ATC - 106_106A | ATC-FPB-1-08 | ⬜ | M. Kenneth Whitten Applied Technology Center | 1 | No | ATC - 106_106A
Area 15 M. Kenneth Whitten Applied Technology: ESI ID # 698559069_964-957-840-0-9 / Meter # 698559069; Area 15 ATC M. Kenneth Whitten Applied Techno: Gas Meter # 2001207974, Gas Acct # 1014038 |  |  |  |  | 124752 |  | ✔ | FPB | [16 empty] | ATC-FPB-1-09 | 3.4648 | 15 |  |  |  | Yes | Parallel |  |  |  |  | 8A3-JTEV | ATC - 109_109A | ATC-FPB-1-09 | ⬜ | M. Kenneth Whitten Applied Technology Center | 1 | No | ATC - 109_109A
Area 15 M. Kenneth Whitten Applied Technology: ESI ID # 698559069_964-957-840-0-9 / Meter # 698559069; Area 15 ATC M. Kenneth Whitten Applied Techno: Gas Meter # 2001207974, Gas Acct # 1014038 |  |  |  | ATC-FPB-1-10 | 124753 |  | ✔ | SZ |  |  | None |  | Inherited | 1 | 3.7 Tons | 3.6826 |  | Electric ¦ Resistance | 1 | 5.5 kW |  | 5.5 | [14 empty] | 8A3-JPJV | ATC - 108 | ATC-FPB-1-10 | ⬜ | M. Kenneth Whitten Applied Technology Center | 1 | No | ATC - 108
Area 16 Nolan Residence Hall Annex, Nolan Res: ESI ID # 698559040_964-957-840-0-9 / Meter # 698559040; Area 16 Nolan: Gas Meter # 2001193149, Gas Acct # 1500424223
Area 16 Nolan Residence Hall Annex, Nolan Res: ESI ID # 698559040_964-957-840-0-9 / Meter # 698559040; Area 16 Nolan: Gas Meter # 2001193149, Gas Acct # 1500424223 |  |  |  | NRH-PU-120 | 124324 |  | ✔ | SZ |  |  | Minimum |  | DX | 1 | 1.2 Tons | 1.1833 | No | Heat Pump, Electric ¦ Resistance | 2 | 1.3 kW, 3.5 kW | No | 3.5 | 1.3 | [13 empty] | 8A3-KPC9 | NRH - 120 | NRH-PU-120 | ⬜ | Nolan Residence Hall Street Side | 1 | No | NRH - 120
Area 16 Nolan Residence Hall Annex, Nolan Res: ESI ID # 698559040_964-957-840-0-9 / Meter # 698559040; Area 16 Nolan: Gas Meter # 2001193149, Gas Acct # 1500424223 |  |  |  | NRH-PU-121 | 124325 |  | ✔ | SZ |  |  | Minimum |  | DX | 1 | 1.2 Tons | 1.1833 | No | Heat Pump, Electric ¦ Resistance | 2 | 1.3 kW, 3.5 kW | No | 3.5 | 1.3 | [13 empty] | 8A3-KT1F | NRH - 121 | NRH-PU-121 | ⬜ | Nolan Residence Hall Street Side | 1 | No | NRH - 121
Area 16 Nolan Residence Hall Annex, Nolan Res: ESI ID # 698559040_964-957-840-0-9 / Meter # 698559040; Area 16 Nolan: Gas Meter # 2001193149, Gas Acct # 1500424223 |  |  |  | NRH-SS-01 | 124320 |  | ✔ | SZ |  |  | None |  | DX | 1 | 3.0 Tons | 3 | No | Electric ¦ Resistance | 1 | 15.0 kW |  | 15 | [14 empty] | 8A3-G6A4 | NRH - Lobby_Office | NRH-SS-01 | ⬜ | Nolan Residence Hall Street Side | 1 | No | NRH - Lobby_Office
Area 16 Nolan Residence Hall Annex, Nolan Res: ESI ID # 698559040_964-957-840-0-9 / Meter # 698559040; Area 16 Nolan: Gas Meter # 2001193149, Gas Acct # 1500424223 |  |  |  | NRH-SS-03 | 124322 |  |  | SZ | [7 empty] | 3 | [24 empty] | Nolan Residence Hall Street Side | 1 |  | NRH - Lounge
Area 16 Nolan Residence Hall Annex, Nolan Res: ESI ID # 698559040_964-957-840-0-9 / Meter # 698559040; Area 16 Nolan: Gas Meter # 2001193149, Gas Acct # 1500424223 |  |  |  | NRH-SS-OA | 124323 |  | ✔ | OAHU |  |  | 100% OA Only |  | DX | 1 | 12.0 Tons | 12 | No | [19 empty] | 7S3-GX1T | NRH - Buildings | NRH-SS-OA | ⬜ | Nolan Residence Hall Street Side | 1 | No | NRH - Buildings
Area 16 Nolan Residence Hall Annex, Nolan Res: ESI ID # 698559040_964-957-840-0-9 / Meter # 698559040; Area 16 Nolan: Gas Meter # 2001193149, Gas Acct # 1500424223 |  |  |  | NRH-SS-02 | 124321 |  | ✔ | SZ |  |  | None |  | DX | 1 | 3.0 Tons | 3 | No | Electric ¦ Resistance | 1 | 15.0 kW |  | 15 | [14 empty] | 8A3-GBAQ | NRH - RA Apartment | NRH-SS-02 | ⬜ | Nolan Residence Hall Street Side | 1 | No | NRH - RA Apartment
Area 16 Nolan Residence Hall Annex, Nolan Res: ESI ID # 698559040_964-957-840-0-9 / Meter # 698559040; Area 16 Nolan: Gas Meter # 2001193149, Gas Acct # 1500424223 |  |  |  | NRH-PU-2SW | 124335 |  | ✔ | SZ |  |  | Minimum |  | DX | 1 | 1.2 Tons | 1.1833 | No | Heat Pump, Electric ¦ Resistance | 2 | 1.3 kW, 3.5 kW | No | 3.5 | 1.3 | [13 empty] | 8A3-KEJB | NRH - Stairwell West | NRH-PU-2SW | ⬜ | Nolan Residence Hall Street Side | 2 | No | NRH - Stairwell West
Area 16 Nolan Residence Hall Annex, Nolan Res: ESI ID # 698559040_964-957-840-0-9 / Meter # 698559040; Area 16 Nolan: Gas Meter # 2001193149, Gas Acct # 1500424223 |  |  |  | NRH-PU-122 | 124326 |  | ✔ | SZ |  |  | Minimum |  | DX | 1 | 1.2 Tons | 1.1833 | No | Heat Pump, Electric ¦ Resistance | 2 | 1.3 kW, 3.5 kW | No | 3.5 | 1.3 | [13 empty] | 8A3-KTZG | NRH - 122 | NRH-PU-122 | ⬜ | Nolan Residence Hall Street Side | 1 | No | NRH - 122
Area 16 Nolan Residence Hall Annex, Nolan Res: ESI ID # 698559040_964-957-840-0-9 / Meter # 698559040; Area 16 Nolan: Gas Meter # 2001193149, Gas Acct # 1500424223 |  |  |  | NRH-PU-129 | 124330 |  | ✔ | SZ |  |  | Minimum |  | DX | 1 | 1.2 Tons | 1.1833 | No | Heat Pump, Electric ¦ Resistance | 2 | 1.3 kW, 3.5 kW | No | 3.5 | 1.3 | [13 empty] | 8A3-K4TC | NRH - 129 | NRH-PU-129 | ⬜ | Nolan Residence Hall Street Side | 1 | No | NRH - 129
Area 16 Nolan Residence Hall Annex, Nolan Res: ESI ID # 698559040_964-957-840-0-9 / Meter # 698559040; Area 16 Nolan: Gas Meter # 2001193149, Gas Acct # 1500424223 |  |  |  | NRH-PU-128 | 124329 |  | ✔ | SZ |  |  | Minimum |  | DX | 1 | 1.2 Tons | 1.1833 | No | Heat Pump, Electric ¦ Resistance | 2 | 1.3 kW, 3.5 kW | No | 3.5 | 1.3 | [13 empty] | 8A3-KPL5 | NRH - 128 | NRH-PU-128 | ⬜ | Nolan Residence Hall Street Side | 1 | No | NRH - 128
Area 16 Nolan Residence Hall Annex, Nolan Res: ESI ID # 698559040_964-957-840-0-9 / Meter # 698559040; Area 16 Nolan: Gas Meter # 2001193149, Gas Acct # 1500424223 |  |  |  | NRH-PU-124 | 124327 |  | ✔ | SZ |  |  | Minimum |  | DX | 1 | 1.2 Tons | 1.1833 | No | Heat Pump, Electric ¦ Resistance | 2 | 1.3 kW, 3.5 kW | No | 3.5 | 1.3 | [13 empty] | 8A3-KPDX | NRH - 124 | NRH-PU-124 | ⬜ | Nolan Residence Hall Street Side | 1 | No | NRH - 124
Area 16 Nolan Residence Hall Annex, Nolan Res: ESI ID # 698559040_964-957-840-0-9 / Meter # 698559040; Area 16 Nolan: Gas Meter # 2001193149, Gas Acct # 1500424223 |  |  |  | NRH-PU-2SN | 124336 |  | ✔ | SZ |  |  | Minimum |  | DX | 1 | 1.2 Tons | 1.1833 | No | Heat Pump, Electric ¦ Resistance | 2 | 1.3 kW, 3.5 kW | No | 3.5 | 1.3 | [13 empty] | 8A3-KMDZ | NRH - Stairwell North | NRH-PU-2SN | ⬜ | Nolan Residence Hall Street Side | 2 | No | NRH - Stairwell North
Area 16 Nolan Residence Hall Annex, Nolan Res: ESI ID # 698559040_964-957-840-0-9 / Meter # 698559040; Area 16 Nolan: Gas Meter # 2001193149, Gas Acct # 1500424223 |  |  |  | NRH-PU-130 | 124331 |  | ✔ | SZ |  |  | Minimum |  | DX | 1 | 1.2 Tons | 1.1833 | No | Heat Pump, Electric ¦ Resistance | 2 | 1.3 kW, 3.5 kW | No | 3.5 | 1.3 | [13 empty] | 8A3-K565 | NHH - 130 | NRH-PU-130 | ⬜ | Nolan Residence Hall Street Side | 1 | No | NHH - 130
Area 16 Nolan Residence Hall Annex, Nolan Res: ESI ID # 698559040_964-957-840-0-9 / Meter # 698559040; Area 16 Nolan: Gas Meter # 2001193149, Gas Acct # 1500424223 |  |  |  | NRH-PU-132 | 124333 |  | ✔ | SZ |  |  | None |  | DX | 1 | 1.2 Tons | 1.1833 | No | Heat Pump, Electric ¦ Resistance | 2 | 1.3 kW, 3.5 kW | No | 3.5 | 1.3 | [13 empty] | 8A3-KTA8 | NRH - 132 | NRH-PU-132 | ⬜ | Nolan Residence Hall Street Side | 1 | No | NRH - 132
Area 16 Nolan Residence Hall Annex, Nolan Res: ESI ID # 698559040_964-957-840-0-9 / Meter # 698559040; Area 16 Nolan: Gas Meter # 2001193149, Gas Acct # 1500424223 |  |  |  | NRH-PU-126 | 124328 |  | ✔ | SZ |  |  | None |  | DX | 1 | 1.2 Tons | 1.1833 | No | Heat Pump, Electric ¦ Resistance | 2 | 1.3 kW, 3.5 kW | No | 3.5 | 1.3 | [13 empty] | 8A3-K3RF | NRH - 126 | NRH-PU-126 | ⬜ | Nolan Residence Hall Street Side | 1 | No | NRH - 126
Area 16 Nolan Residence Hall Annex, Nolan Res: ESI ID # 698559040_964-957-840-0-9 / Meter # 698559040; Area 16 Nolan: Gas Meter # 2001193149, Gas Acct # 1500424223 |  |  |  | NRH-PU-133 | 124334 |  | ✔ | SZ |  |  | None |  | DX | 1 | 1.2 Tons | 1.1833 | No | Heat Pump, Electric ¦ Resistance | 2 | 1.3 kW, 3.5 kW | No | 3.5 | 1.3 | [13 empty] | 8A3-K5VZ | NRH - 133 | NRH-PU-133 | ⬜ | Nolan Residence Hall Street Side | 1 | No | NRH - 133
Area 16 Nolan Residence Hall Annex, Nolan Res: ESI ID # 698559040_964-957-840-0-9 / Meter # 698559040; Area 16 Nolan: Gas Meter # 2001193149, Gas Acct # 1500424223 |  |  |  | NRH-PU-131 | 124332 |  | ✔ | SZ |  |  | None |  | DX | 1 | 1.2 Tons | 1.1833 | No | Heat Pump, Electric ¦ Resistance | 2 | 1.3 kW, 3.5 kW | No | 3.5 | 1.3 | [13 empty] | 8A3-KNBA | NRH - 131 | NRH-PU-131 | ⬜ | Nolan Residence Hall Street Side | 1 | No | NRH - 131
Area 16 Nolan Residence Hall Annex, Nolan Res: ESI ID # 698559040_964-957-840-0-9 / Meter # 698559040; Area 16 Nolan: Gas Meter # 2001193149, Gas Acct # 1500424223 |  |  |  | NRH-PU-220 | 124337 |  | ✔ | SZ |  |  | Minimum |  | DX | 1 | 1.2 Tons | 1.1833 | No | Heat Pump, Electric ¦ Resistance | 2 | 1.3 kW, 3.5 kW | No | 3.5 | 1.3 | [13 empty] | 8A3-KN4H | NRH - 220 | NRH-PU-220 | ⬜ | Nolan Residence Hall Street Side | 2 | No | NRH - 220
Area 16 Nolan Residence Hall Annex, Nolan Res: ESI ID # 698559040_964-957-840-0-9 / Meter # 698559040; Area 16 Nolan: Gas Meter # 2001193149, Gas Acct # 1500424223 |  |  |  | NRH-PU-221 | 124338 |  | ✔ | SZ |  |  | Minimum |  | DX | 1 | 1.2 Tons | 1.1833 | No | Heat Pump, Heat Pump | 2 | 1.3 kW, 3.5 kW |  |  | 4.8 | [13 empty] | 8A3-KPN4 | NRH - 221 | NRH-PU-221 | ⬜ | Nolan Residence Hall Street Side | 2 | No | NRH - 221
Area 16 Nolan Residence Hall Annex, Nolan Res: ESI ID # 698559040_964-957-840-0-9 / Meter # 698559040; Area 16 Nolan: Gas Meter # 2001193149, Gas Acct # 1500424223 |  |  |  | NRH-PU-229 | 124345 |  | ✔ | SZ |  |  | Minimum |  | DX | 1 | 1.2 Tons | 1.1833 | No | Heat Pump, Electric ¦ Resistance | 2 | 1.3 kW, 3.5 kW | No | 3.5 | 1.3 | [13 empty] | 8A3-KLUR | NRH - 229 | NRH-PU-229 | ⬜ | Nolan Residence Hall Street Side | 2 | No | NRH - 229
Area 16 Nolan Residence Hall Annex, Nolan Res: ESI ID # 698559040_964-957-840-0-9 / Meter # 698559040; Area 16 Nolan: Gas Meter # 2001193149, Gas Acct # 1500424223 |  |  |  | NRH-PU-222 | 124339 |  | ✔ | SZ |  |  | Minimum |  | DX | 1 | 1.2 Tons | 1.1833 | No | Heat Pump, Electric ¦ Resistance | 2 | 1.3 kW, 3.5 kW | No | 3.5 | 1.3 | [13 empty] | 8A3-KNSR | NRH - 222 | NRH-PU-222 | ⬜ | Nolan Residence Hall Street Side | 2 | No | NRH - 222
Area 16 Nolan Residence Hall Annex, Nolan Res: ESI ID # 698559040_964-957-840-0-9 / Meter # 698559040; Area 16 Nolan: Gas Meter # 2001193149, Gas Acct # 1500424223 |  |  |  | NRH-PU-226 | 124342 |  | ✔ | SZ |  |  | Minimum |  | DX | 1 | 1.2 Tons | 1.1833 | No | Heat Pump, Electric ¦ Resistance | 2 | 1.3 kW, 3.5 kW | No | 3.5 | 1.3 | [13 empty] | 8A3-KA4S | NRH - 226 | NRH-PU-226 | ⬜ | Nolan Residence Hall Street Side | 2 | No | NRH - 226
Area 16 Nolan Residence Hall Annex, Nolan Res: ESI ID # 698559040_964-957-840-0-9 / Meter # 698559040; Area 16 Nolan: Gas Meter # 2001193149, Gas Acct # 1500424223 |  |  |  | NRH-PU-227 | 124343 |  | ✔ | SZ |  |  | Minimum |  | DX | 1 | 1.2 Tons | 1.1833 | No | Heat Pump, Electric ¦ Resistance | 2 | 1.3 kW, 3.5 kW | No | 3.5 | 1.3 | [13 empty] | 8A3-KM9D | NRH - 227 | NRH-PU-227 | ⬜ | Nolan Residence Hall Street Side | 2 | No | NRH - 227
Area 16 Nolan Residence Hall Annex, Nolan Res: ESI ID # 698559040_964-957-840-0-9 / Meter # 698559040; Area 16 Nolan: Gas Meter # 2001193149, Gas Acct # 1500424223 |  |  |  | NRH-PU-224 | 124340 |  | ✔ | SZ |  |  | None |  | DX | 1 | 1.2 Tons | 1.1833 | No | Heat Pump, Electric ¦ Resistance | 2 | 1.3 kW, 3.5 kW | No | 3.5 | 1.3 | [13 empty] | 8A5-KG2P | NRH - 224 | NRH-PU-224 | ⬜ | Nolan Residence Hall Street Side | 2 | No | NRH - 224
Area 16 Nolan Residence Hall Annex, Nolan Res: ESI ID # 698559040_964-957-840-0-9 / Meter # 698559040; Area 16 Nolan: Gas Meter # 2001193149, Gas Acct # 1500424223 |  |  |  | NRH-PU-225 | 124341 |  | ✔ | SZ |  |  | Minimum |  | DX | 1 | 1.2 Tons | 1.1833 | No | Heat Pump, Heat Pump | 2 | 1.3 kW, 3.5 kW |  |  | 4.8 | [13 empty] | 8A3-KKAE | NRH - 225 | NRH-PU-225 | ⬜ | Nolan Residence Hall Street Side | 2 | No | NRH - 225
Area 16 Nolan Residence Hall Annex, Nolan Res: ESI ID # 698559040_964-957-840-0-9 / Meter # 698559040; Area 16 Nolan: Gas Meter # 2001193149, Gas Acct # 1500424223 |  |  |  | NRH-PU-228 | 124344 |  | ✔ | SZ |  |  | Minimum |  | DX | 1 | 1.2 Tons | 1.1833 | No | Heat Pump, Electric ¦ Resistance | 2 | 1.3 kW, 3.5 kW | No | 3.5 | 1.3 | [13 empty] | 8A3-KCBL | NRH - 228 | NRH-PU-228 | ⬜ | Nolan Residence Hall Street Side | 2 | No | NRH - 228
Area 16 Nolan Residence Hall Annex, Nolan Res: ESI ID # 698559040_964-957-840-0-9 / Meter # 698559040; Area 16 Nolan: Gas Meter # 2001193149, Gas Acct # 1500424223 |  |  |  | NRH-PU-231 | 124346 |  | ✔ | SZ |  |  | None |  | DX | 1 | 1.2 Tons | 1.1833 | No | Heat Pump, Electric ¦ Resistance | 2 | 1.3 kW, 3.5 kW | No | 3.5 | 1.3 | [13 empty] | 8A3-KK9F | NRH - 231 | NRH-PU-231 | ⬜ | Nolan Residence Hall Street Side | 2 | No | NRH - 231
Area 16 Nolan Residence Hall Annex, Nolan Res: ESI ID # 698559040_964-957-840-0-9 / Meter # 698559040; Area 16 Nolan: Gas Meter # 2001193149, Gas Acct # 1500424223 |  |  |  | NRH-PU-230 | 124347 |  | ✔ | SZ |  |  | Minimum |  | DX | 1 | 1.2 Tons | 1.1833 | No | Heat Pump, Electric ¦ Resistance | 2 | 1.3 kW, 3.5 kW | No | 3.5 | 1.3 | [13 empty] | 8A3-KCT7 | NRH - 230 | NRH-PU-230 | ⬜ | Nolan Residence Hall Street Side | 2 | No | NRH - 230
Area 16 Nolan Residence Hall Annex, Nolan Res: ESI ID # 698559040_964-957-840-0-9 / Meter # 698559040; Area 16 Nolan: Gas Meter # 2001193149, Gas Acct # 1500424223 |  |  |  | NRH-PU-232 | 124348 |  | ✔ | SZ |  |  | Minimum |  | DX | 1 | 1.2 Tons | 1.1833 | No | Heat Pump, Electric ¦ Resistance | 2 | 1.3 kW, 3.5 kW | No | 3.5 | 1.3 | [13 empty] | 8A3-J845 | NRH - 232 | NRH-PU-232 | ⬜ | Nolan Residence Hall Street Side | 2 | No | NRH - 232
Area 16 Nolan Residence Hall Annex, Nolan Res: ESI ID # 698559040_964-957-840-0-9 / Meter # 698559040; Area 16 Nolan: Gas Meter # 2001193149, Gas Acct # 1500424223 |  |  |  | NRH-PU-233 | 124349 |  | ✔ | SZ |  |  | Minimum |  | DX | 1 | 1.2 Tons | 1.1833 | No | Heat Pump, Electric ¦ Resistance | 2 | 1.3 kW, 3.5 kW | No | 3.5 | 1.3 | [13 empty] | 8A3-KD9M | NRH - 233 | NRH-PU-233 | ⬜ | Nolan Residence Hall Street Side | 2 | No | NRH - 233
Area 16 Nolan Residence Hall Annex, Nolan Res: ESI ID # 698559040_964-957-840-0-9 / Meter # 698559040; Area 16 Nolan: Gas Meter # 2001193149, Gas Acct # 1500424223 |  |  |  | NRHA-FCU-S01 | 124350 |  |  | SZ | [7 empty] | 0.75 | [24 empty] | Nolan Residence Hall Annex | 1 |  | NRHA - S01
Area 16 Nolan Residence Hall Annex, Nolan Res: ESI ID # 698559040_964-957-840-0-9 / Meter # 698559040; Area 16 Nolan: Gas Meter # 2001193149, Gas Acct # 1500424223 |  |  |  | NRHA-FCU-103 | 124352 |  | ✔ | SZ | 0.13 | 200 | None |  | Chilled Water | 1 | 0.5 Tons | 0.5 | [20 empty] | 8A3-KDVU | NRHA - 103 | NRHA-FCU-103 | ⬜ | Nolan Residence Hall Annex | 1 | No | NRHA - 103
Area 16 Nolan Residence Hall Annex, Nolan Res: ESI ID # 698559040_964-957-840-0-9 / Meter # 698559040; Area 16 Nolan: Gas Meter # 2001193149, Gas Acct # 1500424223 |  |  |  | NRHA-FCU-102 | 124353 | 2-pipe | ✔ | SZ | 0.13 | 300 | Minimum |  | Chilled Water | 1 | 0.8 Tons | 0.75 |  | Hot Water | 1 | 7410.0 BTUs Per Hour |  |  |  | 7410 | [12 empty] | 8A3-KRHU | NRHA - 102 | NRHA-FCU-102 | ⬜ | Nolan Residence Hall Annex | 1 | No | NRHA - 102
Area 16 Nolan Residence Hall Annex, Nolan Res: ESI ID # 698559040_964-957-840-0-9 / Meter # 698559040; Area 16 Nolan: Gas Meter # 2001193149, Gas Acct # 1500424223 |  |  |  | NRHA-FCU-101 | 124351 | 2-pipe | ✔ | SZ | 0.13 | 300 | Minimum |  | Chilled Water | 1 | 0.8 Tons | 0.75 |  | Hot Water | 1 | 5680.0 BTUs Per Hour |  |  |  | 5680 | [12 empty] | 8A3-K2WB | NRHA - 101 | NRHA-FCU-101 | ⬜ | Nolan Residence Hall Annex | 1 | No | NRHA - 101
Area 16 Nolan Residence Hall Annex, Nolan Res: ESI ID # 698559040_964-957-840-0-9 / Meter # 698559040; Area 16 Nolan: Gas Meter # 2001193149, Gas Acct # 1500424223 |  |  |  | NRHA-FCU-105 | 124354 | 2-pipe | ✔ | SZ | 0.13 | 200 | Minimum |  | Chilled Water | 1 | 0.5 Tons | 0.5 |  | Hot Water | 1 | 3532.0 BTUs Per Hour |  |  |  | 3532 | [12 empty] | 8A3-K4JM | NRHA - 105 | NRHA-FCU-105 | ⬜ | Nolan Residence Hall Annex | 1 | No | NRHA - 105
Area 16 Nolan Residence Hall Annex, Nolan Res: ESI ID # 698559040_964-957-840-0-9 / Meter # 698559040; Area 16 Nolan: Gas Meter # 2001193149, Gas Acct # 1500424223 |  |  |  | NRHA-FCU-104 | 124355 | 2-pipe | ✔ | SZ | 0.13 | 300 | Minimum |  | Chilled Water | 1 | 0.8 Tons | 0.75 |  | Hot Water | 1 | 5262.0 BTUs Per Hour |  |  |  | 5262 | [12 empty] | 8A3-KBEJ | NRHA - 104 | NRHA-FCU-104 | ⬜ | Nolan Residence Hall Annex | 1 | No | NRHA - 104
Area 16 Nolan Residence Hall Annex, Nolan Res: ESI ID # 698559040_964-957-840-0-9 / Meter # 698559040; Area 16 Nolan: Gas Meter # 2001193149, Gas Acct # 1500424223 |  |  |  | NRHA-FCU-107 | 124356 | 2-pipe | ✔ | SZ | 0.13 | 200 | None |  | Chilled Water | 1 | 0.5 Tons | 0.5 |  | Hot Water | 1 | 3532.0 BTUs Per Hour |  |  |  | 3532 | [12 empty] | 8A5-BS6H | NRHA - 107 | NRHA-FCU-107 | ⬜ | Nolan Residence Hall Annex | 1 | No | NRHA - 107
Area 16 Nolan Residence Hall Annex, Nolan Res: ESI ID # 698559040_964-957-840-0-9 / Meter # 698559040; Area 16 Nolan: Gas Meter # 2001193149, Gas Acct # 1500424223 |  |  |  | NRHA-FCU-108 | 124357 | 2-pipe | ✔ | SZ | 0.13 | 300 | None |  | Chilled Water | 1 | 0.8 Tons | 0.75 |  | Hot Water | 1 | 5262.0 BTUs Per Hour |  |  |  | 5262 | [12 empty] | 8A3-K13X | NRHA - 108 | NRHA-FCU-108 | ⬜ | Nolan Residence Hall Annex | 1 | No | NRHA - 108
Area 16 Nolan Residence Hall Annex, Nolan Res: ESI ID # 698559040_964-957-840-0-9 / Meter # 698559040; Area 16 Nolan: Gas Meter # 2001193149, Gas Acct # 1500424223 |  |  |  | NRHA-FCU-109 | 124358 | 2-pipe | ✔ | SZ | 0.13 | 200 | Minimum |  | Chilled Water | 1 | 0.5 Tons | 0.5 |  | Hot Water | 1 | 3532.0 BTUs Per Hour |  |  |  | 3532 | [12 empty] | 8A3-KTG5 | NRHA - 109 | NRHA-FCU-109 | ⬜ | Nolan Residence Hall Annex | 1 | No | NRHA - 109
Area 16 Nolan Residence Hall Annex, Nolan Res: ESI ID # 698559040_964-957-840-0-9 / Meter # 698559040; Area 16 Nolan: Gas Meter # 2001193149, Gas Acct # 1500424223 |  |  |  | NRHA-FCU-111 | 124360 | 2-pipe | ✔ | SZ | 0.13 | 200 | None |  | Chilled Water | 1 | 0.5 Tons | 0.5 |  | Hot Water | 1 | 3532.0 BTUs Per Hour |  |  |  | 3532 | [12 empty] | 8A3-KDXT | NRHA - 111 | NRHA-FCU-111 | ⬜ | Nolan Residence Hall Annex | 1 | No | NRHA - 111
Area 16 Nolan Residence Hall Annex, Nolan Res: ESI ID # 698559040_964-957-840-0-9 / Meter # 698559040; Area 16 Nolan: Gas Meter # 2001193149, Gas Acct # 1500424223 |  |  |  | NRHA-FCU-110 | 124359 | 2-pipe | ✱ | SZ | 0.13 | 300 | None |  | Chilled Water | 1 | 0.8 Tons | 0.75 |  | Hot Water | 1 | 5262.0 BTUs Per Hour |  |  |  | 5262 | [12 empty] | 8A3-KA53 | NRHA - 110 | NRHA-FCU-110 | ⬜ | Nolan Residence Hall Annex | 1 | No | NRHA - 110
Area 16 Nolan Residence Hall Annex, Nolan Res: ESI ID # 698559040_964-957-840-0-9 / Meter # 698559040; Area 16 Nolan: Gas Meter # 2001193149, Gas Acct # 1500424223 |  |  |  | NRHA-FCU-112 | 124361 | 2-pipe | ✔ | SZ | 0.13 | 300 | None |  | Chilled Water | 1 | 0.8 Tons | 0.75 |  | Hot Water | 1 | 5262.0 BTUs Per Hour |  |  |  | 5262 | [12 empty] | 8A5-BSUR | NRHA - 112 | NRHA-FCU-112 | ⬜ | Nolan Residence Hall Annex | 1 | No | NRHA - 112
Area 16 Nolan Residence Hall Annex, Nolan Res: ESI ID # 698559040_964-957-840-0-9 / Meter # 698559040; Area 16 Nolan: Gas Meter # 2001193149, Gas Acct # 1500424223 |  |  |  | NRHA-FCU-113 | 124362 | 2-pipe | ✔ | SZ | 0.13 | 200 | Minimum |  | Chilled Water | 1 | 0.5 Tons | 0.5 |  | Hot Water | 1 | 3532.0 BTUs Per Hour |  |  |  | 3532 | [12 empty] | 8A5-BWM4 | NRHA - 113 | NRHA-FCU-113 | ⬜ | Nolan Residence Hall Annex | 1 | No | NRHA - 113
Area 16 Nolan Residence Hall Annex, Nolan Res: ESI ID # 698559040_964-957-840-0-9 / Meter # 698559040; Area 16 Nolan: Gas Meter # 2001193149, Gas Acct # 1500424223 |  |  |  | NRHA-FCU-114 | 124363 | 2-pipe | ✔ | SZ | 0.13 | 300 | Minimum |  | Chilled Water | 1 | 0.8 Tons | 0.75 |  | Hot Water | 1 | 5262.0 BTUs Per Hour |  |  |  | 5262 | [12 empty] | 8A3-K2KN | NRHA - 114 | NRHA-FCU-114 | ⬜ | Nolan Residence Hall Annex | 1 | No | NRHA - 114
Area 16 Nolan Residence Hall Annex, Nolan Res: ESI ID # 698559040_964-957-840-0-9 / Meter # 698559040; Area 16 Nolan: Gas Meter # 2001193149, Gas Acct # 1500424223 |  |  |  | NRHA-FCU-117 | 124364 | 2-pipe | ✔ | SZ | 0.13 | 200 | Minimum |  | Chilled Water | 1 | 0.5 Tons | 0.5 |  | Hot Water | 1 | 3532.0 BTUs Per Hour |  |  |  | 3532 | [12 empty] | 8A3-KSM3 | NRHA - 117 | NRHA-FCU-117 | ⬜ | Nolan Residence Hall Annex | 1 | No | NRHA - 117
Area 16 Nolan Residence Hall Annex, Nolan Res: ESI ID # 698559040_964-957-840-0-9 / Meter # 698559040; Area 16 Nolan: Gas Meter # 2001193149, Gas Acct # 1500424223 |  |  |  | NRHA-FCU-116 | 124366 |  | ✔ | SZ | 0.13 | 300 | None |  | Chilled Water | 1 | 0.8 Tons | 0.75 | [20 empty] | 8A5-BTQ4 | NRHA - 116 | NRHA-FCU-116 | ⬜ | Nolan Residence Hall Annex | 1 | No | NRHA - 116
Area 16 Nolan Residence Hall Annex, Nolan Res: ESI ID # 698559040_964-957-840-0-9 / Meter # 698559040; Area 16 Nolan: Gas Meter # 2001193149, Gas Acct # 1500424223 |  |  |  | NRHA-FCU-115 | 124365 | 2-pipe | ✔ | SZ | 0.13 | 200 | Minimum |  | Chilled Water | 1 | 0.5 Tons | 0.5 |  | Hot Water | 1 | 3532.0 BTUs Per Hour |  |  |  | 3532 | [12 empty] | 8A3-K8ND | NRHA - 115 | NRHA-FCU-115 | ⬜ | Nolan Residence Hall Annex | 1 | No | NRHA - 115
Area 16 Nolan Residence Hall Annex, Nolan Res: ESI ID # 698559040_964-957-840-0-9 / Meter # 698559040; Area 16 Nolan: Gas Meter # 2001193149, Gas Acct # 1500424223 |  |  |  | NRHA-FCU-118 | 124367 | 2-pipe | ✔ | SZ | 0.13 | 300 | Minimum |  | Chilled Water | 1 | 0.8 Tons | 0.75 |  | Hot Water | 1 | 7410.0 BTUs Per Hour |  |  |  | 7410 | [12 empty] | 8A3-KQNS | NRHA - 118 | NRHA-FCU-118 | ⬜ | Nolan Residence Hall Annex | 1 | No | NRHA - 118
Area 16 Nolan Residence Hall Annex, Nolan Res: ESI ID # 698559040_964-957-840-0-9 / Meter # 698559040; Area 16 Nolan: Gas Meter # 2001193149, Gas Acct # 1500424223 |  |  |  | NRHA-FCU-119 | 124368 | 2-pipe | ✔ | SZ | 0.13 | 300 | None |  | Chilled Water | 1 | 0.8 Tons | 0.75 |  | Hot Water | 1 | 5680.0 BTUs Per Hour |  |  |  | 5680 | [12 empty] | 8A3-K276 | NRHA - 119 | NRHA-FCU-119 | ⬜ | Nolan Residence Hall Annex | 1 | No | NRHA - 119
Area 16 Nolan Residence Hall Annex, Nolan Res: ESI ID # 698559040_964-957-840-0-9 / Meter # 698559040; Area 16 Nolan: Gas Meter # 2001193149, Gas Acct # 1500424223 |  |  |  | NRHA-FCU-EE | 124370 |  |  | SZ | [7 empty] | 0.75 | [24 empty] | Nolan Residence Hall Annex | 1 |  | NRHA - Entry East
Area 16 Nolan Residence Hall Annex, Nolan Res: ESI ID # 698559040_964-957-840-0-9 / Meter # 698559040; Area 16 Nolan: Gas Meter # 2001193149, Gas Acct # 1500424223 |  |  |  | NRHA-FCU-EW | 124369 |  |  | SZ | [7 empty] | 0.75 | [24 empty] | Nolan Residence Hall Annex | 1 |  | NRHA - Entry West
Area 16 Nolan Residence Hall Annex, Nolan Res: ESI ID # 698559040_964-957-840-0-9 / Meter # 698559040; Area 16 Nolan: Gas Meter # 2001193149, Gas Acct # 1500424223 |  |  |  | NRHA-FCU-L02 | 124371 |  |  | SZ | [7 empty] | 0.75 | [24 empty] | Nolan Residence Hall Annex | 2 |  | NRHA - Laundry Floor2
Area 16 Nolan Residence Hall Annex, Nolan Res: ESI ID # 698559040_964-957-840-0-9 / Meter # 698559040; Area 16 Nolan: Gas Meter # 2001193149, Gas Acct # 1500424223 |  |  |  | NRHA-FCU-201 | 124372 | 2-pipe | ✔ | SZ | 0.13 | 300 | None |  | Chilled Water | 1 | 0.8 Tons | 0.75 |  | Hot Water | 1 | 5680.0 BTUs Per Hour |  |  |  | 5680 | [12 empty] | 8A3-K1J1 | NRHA - 201 | NRHA-FCU-201 | ⬜ | Nolan Residence Hall Annex | 2 | No | NRHA - 201
Area 16 Nolan Residence Hall Annex, Nolan Res: ESI ID # 698559040_964-957-840-0-9 / Meter # 698559040; Area 16 Nolan: Gas Meter # 2001193149, Gas Acct # 1500424223 |  |  |  | NRHA-FCU-203 | 124374 | 2-pipe | ✔ | SZ | 0.13 | 200 | Minimum |  | Chilled Water | 1 | 0.5 Tons | 0.5 |  | Hot Water | 1 | 3532.0 BTUs Per Hour |  |  |  | 3532 | [12 empty] | 8A3-K4HN | NRHA - 203 | NRHA-FCU-203 | ⬜ | Nolan Residence Hall Annex | 2 | No | NRHA - 203
Area 16 Nolan Residence Hall Annex, Nolan Res: ESI ID # 698559040_964-957-840-0-9 / Meter # 698559040; Area 16 Nolan: Gas Meter # 2001193149, Gas Acct # 1500424223 |  |  |  | NRHA-FCU-202 | 124373 | 2-pipe | ✔ | SZ | 0.13 | 300 | None |  | Chilled Water | 1 | 0.8 Tons | 0.75 |  | Hot Water | 1 | 5262.0 BTUs Per Hour |  |  |  | 5262 | [12 empty] | 8A3-K2UD | NRHA - 202 | NRHA-FCU-202 | ⬜ | Nolan Residence Hall Annex | 2 | No | NRHA - 202
Area 16 Nolan Residence Hall Annex, Nolan Res: ESI ID # 698559040_964-957-840-0-9 / Meter # 698559040; Area 16 Nolan: Gas Meter # 2001193149, Gas Acct # 1500424223 |  |  |  | NRHA-FCU-204 | 124375 | 2-pipe | ✔ | SZ | 0.13 | 300 | Minimum |  | Chilled Water | 1 | 0.8 Tons | 0.75 |  | Hot Water | 1 | 5262.0 BTUs Per Hour |  |  |  | 5262 | [12 empty] | 8A3-K3G1 | NRHA - 204 | NRHA-FCU-204 | ⬜ | Nolan Residence Hall Annex | 2 | No | NRHA - 204
Area 16 Nolan Residence Hall Annex, Nolan Res: ESI ID # 698559040_964-957-840-0-9 / Meter # 698559040; Area 16 Nolan: Gas Meter # 2001193149, Gas Acct # 1500424223 |  |  |  | NRHA-FCU-205 | 124376 | 2-pipe | ✔ | SZ | 0.13 | 200 | None |  | Chilled Water | 1 | 0.5 Tons | 0.5 |  | Hot Water | 1 | 3532.0 BTUs Per Hour |  |  |  | 3532 | [12 empty] | 8A3-KZAU | NRHA - 205 | NRHA-FCU-205 | ⬜ | Nolan Residence Hall Annex | 2 | No | NRHA - 205
Area 16 Nolan Residence Hall Annex, Nolan Res: ESI ID # 698559040_964-957-840-0-9 / Meter # 698559040; Area 16 Nolan: Gas Meter # 2001193149, Gas Acct # 1500424223 |  |  |  | NRHA-FCU-208 | 124378 | 2-pipe | ✔ | SZ | 0.13 | 300 | None |  | Chilled Water | 1 | 0.8 Tons | 0.75 |  | Hot Water | 1 | 5262.0 BTUs Per Hour |  |  |  | 5262 | [12 empty] | 8A3-KL5J | NRHA - 208 | NRHA-FCU-208 | ⬜ | Nolan Residence Hall Annex | 2 | No | NRHA - 208
Area 16 Nolan Residence Hall Annex, Nolan Res: ESI ID # 698559040_964-957-840-0-9 / Meter # 698559040; Area 16 Nolan: Gas Meter # 2001193149, Gas Acct # 1500424223 |  |  |  | NRHA-FCU-207 | 124377 | 2-pipe | ✔ | SZ | 0.13 | 200 | None |  | Chilled Water | 1 | 0.5 Tons | 0.5 |  | Hot Water | 1 | 3532.0 BTUs Per Hour |  |  |  | 3532 | [12 empty] | 8A3-K2ML | NRHA - 207 | NRHA-FCU-207 | ⬜ | Nolan Residence Hall Annex | 2 | No | NRHA - 207
Area 16 Nolan Residence Hall Annex, Nolan Res: ESI ID # 698559040_964-957-840-0-9 / Meter # 698559040; Area 16 Nolan: Gas Meter # 2001193149, Gas Acct # 1500424223 |  |  |  | NRHA-FCU-209 | 124379 | 2-pipe | ✔ | SZ | 0.13 | 200 | None |  | Chilled Water | 1 | 0.5 Tons | 0.5 |  | Hot Water | 1 | 3532.0 BTUs Per Hour |  |  |  | 3532 | [12 empty] | 8A3-KKZ1 | NRHA - 209 | NRHA-FCU-209 | ⬜ | Nolan Residence Hall Annex | 2 | No | NRHA - 209
Area 16 Nolan Residence Hall Annex, Nolan Res: ESI ID # 698559040_964-957-840-0-9 / Meter # 698559040; Area 16 Nolan: Gas Meter # 2001193149, Gas Acct # 1500424223 |  |  |  | NRHA-FCU-210 | 124380 | 2-pipe | ✔ | SZ | 0.13 | 300 | None |  | Chilled Water | 1 | 0.8 Tons | 0.75 |  | Hot Water | 1 | 5262.0 BTUs Per Hour |  |  |  | 5262 | [12 empty] | 8A3-K4SD | NRHA - 210 | NRHA-FCU-210 | ⬜ | Nolan Residence Hall Annex | 2 | No | NRHA - 210
Area 16 Nolan Residence Hall Annex, Nolan Res: ESI ID # 698559040_964-957-840-0-9 / Meter # 698559040; Area 16 Nolan: Gas Meter # 2001193149, Gas Acct # 1500424223 |  |  |  | NRHA-FCU-212 | 124382 | 2-pipe | ✔ | SZ | 0.13 | 300 | None |  | Chilled Water | 1 | 0.8 Tons | 0.75 |  | Hot Water | 1 | 5262.0 BTUs Per Hour |  |  |  | 5262 | [12 empty] | 8A3-KQD8 | NRHA - 212 | NRHA-FCU-212 | ⬜ | Nolan Residence Hall Annex | 2 | No | NRHA - 212
Area 16 Nolan Residence Hall Annex, Nolan Res: ESI ID # 698559040_964-957-840-0-9 / Meter # 698559040; Area 16 Nolan: Gas Meter # 2001193149, Gas Acct # 1500424223 |  |  |  | NRHA-FCU-211 | 124381 |  |  | SZ | [7 empty] | 0.5 | [20 empty] | 8A3-K2TE | NRHA - 211 | NRHA-FCU-211 | ⬜ | Nolan Residence Hall Annex | 2 |  | NRHA - 211
Area 16 Nolan Residence Hall Annex, Nolan Res: ESI ID # 698559040_964-957-840-0-9 / Meter # 698559040; Area 16 Nolan: Gas Meter # 2001193149, Gas Acct # 1500424223 |  |  |  | NRHA-FCU-214 | 124384 | 2-pipe | ✔ | SZ | 0.13 | 300 | None |  | Chilled Water | 1 | 0.8 Tons | 0.75 |  | Hot Water | 1 | 5262.0 BTUs Per Hour |  |  |  | 5262 | [12 empty] | 8A3-K4WZ | NRHA - 214 | NRHA-FCU-214 | ⬜ | Nolan Residence Hall Annex | 2 | No | NRHA - 214
Area 16 Nolan Residence Hall Annex, Nolan Res: ESI ID # 698559040_964-957-840-0-9 / Meter # 698559040; Area 16 Nolan: Gas Meter # 2001193149, Gas Acct # 1500424223 |  |  |  | NRHA-FCU-213 | 124383 | 2-pipe | ✔ | SZ | 0.13 | 200 | Minimum |  | Chilled Water | 1 | 0.5 Tons | 0.5 |  | Hot Water | 1 | 3532.0 BTUs Per Hour |  |  |  | 3532 | [12 empty] | 8A3-K437 | NRHA - 213 | NRHA-FCU-213 | ⬜ | Nolan Residence Hall Annex | 2 | No | NRHA - 213
Area 16 Nolan Residence Hall Annex, Nolan Res: ESI ID # 698559040_964-957-840-0-9 / Meter # 698559040; Area 16 Nolan: Gas Meter # 2001193149, Gas Acct # 1500424223 |  |  |  | NRHA-FCU-215 | 124385 | 2-pipe | ✔ | SZ | 0.13 | 200 | None |  | Chilled Water | 1 | 0.5 Tons | 0.5 |  | Hot Water | 1 | 3532.0 BTUs Per Hour |  |  |  | 3532 | [12 empty] | 8A3-K44V | NRHA - 215 | NRHA-FCU-215 | ⬜ | Nolan Residence Hall Annex | 2 | No | NRHA - 215
Area 16 Nolan Residence Hall Annex, Nolan Res: ESI ID # 698559040_964-957-840-0-9 / Meter # 698559040; Area 16 Nolan: Gas Meter # 2001193149, Gas Acct # 1500424223 |  |  |  | NRHA-FCU-216 | 124386 | 2-pipe | ✔ | SZ | 0.13 | 300 | None |  | Chilled Water | 1 | 0.8 Tons | 0.75 |  | Hot Water | 1 | 5262.0 BTUs Per Hour |  |  |  | 5262 | [12 empty] | 8A3-K3NJ | NRHA - 216 | NRHA-FCU-216 | ⬜ | Nolan Residence Hall Annex | 2 | No | NRHA - 216
Area 16 Nolan Residence Hall Annex, Nolan Res: ESI ID # 698559040_964-957-840-0-9 / Meter # 698559040; Area 16 Nolan: Gas Meter # 2001193149, Gas Acct # 1500424223 |  |  |  | NRHA-FCU-217 | 124387 | 2-pipe | ✔ | SZ | 0.13 | 200 | Minimum |  | Chilled Water | 1 | 0.5 Tons | 0.5 |  | Hot Water | 1 | 3532.0 BTUs Per Hour |  |  |  | 3532 | [12 empty] | 8A3-KZ96 | NRHA - 217 | NRHA-FCU-217 | ⬜ | Nolan Residence Hall Annex | 2 | No | NRHA - 217
Area 16 Nolan Residence Hall Annex, Nolan Res: ESI ID # 698559040_964-957-840-0-9 / Meter # 698559040; Area 16 Nolan: Gas Meter # 2001193149, Gas Acct # 1500424223 |  |  |  | NRHA-FCU-219 | 124388 | 2-pipe | ✔ | SZ | 0.13 | 300 | None |  | Chilled Water | 1 | 0.8 Tons | 0.75 |  | Hot Water | 1 | 5680.0 BTUs Per Hour |  |  |  | 5680 | [12 empty] | 8A3-K3DR | NRHA - 219 | NRHA-FCU-219 | ⬜ | Nolan Residence Hall Annex | 2 | No | NRHA - 219
Area 16 Nolan Residence Hall Annex, Nolan Res: ESI ID # 698559040_964-957-840-0-9 / Meter # 698559040; Area 16 Nolan: Gas Meter # 2001193149, Gas Acct # 1500424223 |  |  |  | NRHA-FCU-218 | 124389 | 2-pipe | ✔ | SZ | 0.13 | 300 | None |  | Chilled Water | 1 | 0.8 Tons | 0.75 |  | Hot Water | 1 | 7410.0 BTUs Per Hour |  |  |  | 7410 | [12 empty] | 8A3-KKPU | NRHA - 218 | NRHA-FCU-218 | ⬜ | Nolan Residence Hall Annex | 2 | No | NRHA - 218
Area 16 Nolan Residence Hall Annex, Nolan Res: ESI ID # 698559040_964-957-840-0-9 / Meter # 698559040; Area 16 Nolan: Gas Meter # 2001193149, Gas Acct # 1500424223 |  |  |  | NRHA-FCU-L03 | 124390 |  |  | SZ | [7 empty] | 0.75 | [24 empty] | Nolan Residence Hall Annex | 3 |  | NRHA - Laundry Floor3
Area 16 Nolan Residence Hall Annex, Nolan Res: ESI ID # 698559040_964-957-840-0-9 / Meter # 698559040; Area 16 Nolan: Gas Meter # 2001193149, Gas Acct # 1500424223 |  |  |  | NRHA-FCU-301 | 124391 | 2-pipe | ✔ | SZ | 0.13 | 300 | None |  | Chilled Water | 1 | 0.8 Tons | 0.75 |  | Hot Water | 1 | 7410.0 BTUs Per Hour |  |  |  | 7410 | [12 empty] | 8A3-KPMT | NRHA - 301 | NRHA-FCU-301 | ⬜ | Nolan Residence Hall Annex | 3 | No | NRHA - 301
Area 16 Nolan Residence Hall Annex, Nolan Res: ESI ID # 698559040_964-957-840-0-9 / Meter # 698559040; Area 16 Nolan: Gas Meter # 2001193149, Gas Acct # 1500424223 |  |  |  | NRHA-FCU-302 | 124392 | 2-pipe | ✔ | SZ | 0.13 | 300 | Minimum |  | Chilled Water | 1 | 0.8 Tons | 0.75 |  | Hot Water | 1 | 8432.0 BTUs Per Hour |  |  |  | 8432 | [12 empty] | 8A3-KTN2 | NRHA - 302 | NRHA-FCU-302 | ⬜ | Nolan Residence Hall Annex | 3 | No | NRHA - 302
Area 16 Nolan Residence Hall Annex, Nolan Res: ESI ID # 698559040_964-957-840-0-9 / Meter # 698559040; Area 16 Nolan: Gas Meter # 2001193149, Gas Acct # 1500424223 |  |  |  | NRHA-FCU-303 | 124393 | 2-pipe | ✔ | SZ | 0.13 | 300 | None |  | Chilled Water | 1 | 0.8 Tons | 0.75 |  | Hot Water | 1 | 5262.0 BTUs Per Hour |  |  |  | 5262 | [12 empty] | 8A3-KNJV | NRHA - 303 | NRHA-FCU-303 | ⬜ | Nolan Residence Hall Annex | 3 | No | NRHA - 303
Area 16 Nolan Residence Hall Annex, Nolan Res: ESI ID # 698559040_964-957-840-0-9 / Meter # 698559040; Area 16 Nolan: Gas Meter # 2001193149, Gas Acct # 1500424223 |  |  |  | NRHA-FCU-304 | 124394 | 2-pipe | ✔ | SZ | 0.13 | 300 | Minimum |  | Chilled Water | 1 | 0.8 Tons | 0.75 |  | Hot Water | 1 | 7410.0 BTUs Per Hour |  |  |  | 7410 | [12 empty] | 8A3-KK7H | NRHA - 304 | NRHA-FCU-304 | ⬜ | Nolan Residence Hall Annex | 3 | No | NRHA - 304
Area 16 Nolan Residence Hall Annex, Nolan Res: ESI ID # 698559040_964-957-840-0-9 / Meter # 698559040; Area 16 Nolan: Gas Meter # 2001193149, Gas Acct # 1500424223 |  |  |  | NRHA-FCU-305 | 124395 | 2-pipe | ✔ | SZ | 0.13 | 300 | Minimum |  | Chilled Water | 1 | 0.8 Tons | 0.75 |  | Hot Water | 1 | 5262.0 BTUs Per Hour |  |  |  | 5262 | [12 empty] | 8A3-K328 | NRHA - 305 | NRHA-FCU-305 | ⬜ | Nolan Residence Hall Annex | 3 | No | NRHA - 305
Area 16 Nolan Residence Hall Annex, Nolan Res: ESI ID # 698559040_964-957-840-0-9 / Meter # 698559040; Area 16 Nolan: Gas Meter # 2001193149, Gas Acct # 1500424223 |  |  |  | NRHA-FCU-307 | 124396 | 2-pipe | ✔ | SZ | 0.13 | 300 | None |  | Chilled Water | 1 | 0.8 Tons | 0.75 |  | Hot Water | 1 | 5262.0 BTUs Per Hour |  |  |  | 5262 | [12 empty] | 8A3-K1A5 | NRHA - 307 | NRHA-FCU-307 | ⬜ | Nolan Residence Hall Annex | 3 | No | NRHA - 307
Area 16 Nolan Residence Hall Annex, Nolan Res: ESI ID # 698559040_964-957-840-0-9 / Meter # 698559040; Area 16 Nolan: Gas Meter # 2001193149, Gas Acct # 1500424223 |  |  |  | NRHA-FCU-308 | 124397 | 2-pipe | ✔ | SZ | 0.13 | 300 | None |  | Chilled Water | 1 | 0.8 Tons | 0.75 |  | Hot Water | 1 | 7410.0 BTUs Per Hour |  |  |  | 7410 | [12 empty] | 8A3-KN3J | NRHA - 308 | NRHA-FCU-308 | ⬜ | Nolan Residence Hall Annex | 3 | No | NRHA - 308
Area 16 Nolan Residence Hall Annex, Nolan Res: ESI ID # 698559040_964-957-840-0-9 / Meter # 698559040; Area 16 Nolan: Gas Meter # 2001193149, Gas Acct # 1500424223 |  |  |  | NRHA-FCU-309 | 124398 | 2-pipe | ✔ | SZ | 0.13 | 300 | Minimum |  | Chilled Water | 1 | 0.8 Tons | 0.75 |  | Hot Water | 1 | 5262.0 BTUs Per Hour |  |  |  | 5262 | [12 empty] | 8A3-KQM4 | NRHA - 309 | NRHA-FCU-309 | ⬜ | Nolan Residence Hall Annex | 3 | No | NRHA - 309
Area 16 Nolan Residence Hall Annex, Nolan Res: ESI ID # 698559040_964-957-840-0-9 / Meter # 698559040; Area 16 Nolan: Gas Meter # 2001193149, Gas Acct # 1500424223 |  |  |  | NRHA-FCU-310 | 124399 | 2-pipe | ✔ | SZ | 0.13 | 300 | None |  | Chilled Water | 1 | 0.8 Tons | 0.75 |  | Hot Water | 1 | 7410.0 BTUs Per Hour |  |  |  | 7410 | [12 empty] | 8A5-BWWM | NRHA - 310 | NRHA-FCU-310 | ⬜ | Nolan Residence Hall Annex | 3 | No | NRHA - 310
Area 16 Nolan Residence Hall Annex, Nolan Res: ESI ID # 698559040_964-957-840-0-9 / Meter # 698559040; Area 16 Nolan: Gas Meter # 2001193149, Gas Acct # 1500424223 |  |  |  | NRHA-FCU-313 | 124401 | 2-pipe | ✔ | SZ | 0.13 | 300 | None |  | Chilled Water | 1 | 0.8 Tons | 0.75 |  | Hot Water | 1 | 5262.0 BTUs Per Hour |  |  |  | 5262 | [12 empty] | 8A3-KZIA | NRHA - 313 | NRHA-FCU-313 | ⬜ | Nolan Residence Hall Annex | 3 | No | NRHA - 313
Area 16 Nolan Residence Hall Annex, Nolan Res: ESI ID # 698559040_964-957-840-0-9 / Meter # 698559040; Area 16 Nolan: Gas Meter # 2001193149, Gas Acct # 1500424223 |  |  |  | NRHA-FCU-311 | 124400 | 2-pipe | ✔ | SZ | 0.13 | 300 | Minimum |  | Chilled Water | 1 | 0.8 Tons | 0.75 |  | Hot Water | 1 | 5262.0 BTUs Per Hour |  |  |  | 5262 | [12 empty] | 8A3-K4LK | NRHA - 311 | NRHA-FCU-311 | ⬜ | Nolan Residence Hall Annex | 3 | No | NRHA - 311
Area 16 Nolan Residence Hall Annex, Nolan Res: ESI ID # 698559040_964-957-840-0-9 / Meter # 698559040; Area 16 Nolan: Gas Meter # 2001193149, Gas Acct # 1500424223 |  |  |  | NRHA-FCU-312 | 124402 | 2-pipe | ✔ | SZ | 0.13 | 300 | None |  | Chilled Water | 1 | 0.8 Tons | 0.75 |  | Hot Water | 1 | 7410.0 BTUs Per Hour |  |  |  | 7410 | [12 empty] | 8A3-K3BS | NRHA - 312 | NRHA-FCU-312 | ⬜ | Nolan Residence Hall Annex | 3 | No | NRHA - 312
Area 16 Nolan Residence Hall Annex, Nolan Res: ESI ID # 698559040_964-957-840-0-9 / Meter # 698559040; Area 16 Nolan: Gas Meter # 2001193149, Gas Acct # 1500424223 |  |  |  | NRHA-FCU-315 | 124404 | 2-pipe | ✔ | SZ | 0.13 | 300 | Minimum |  | Chilled Water | 1 | 0.8 Tons | 0.75 |  | Hot Water | 1 | 5262.0 BTUs Per Hour |  |  |  | 5262 | [12 empty] | 8A3-KT89 | NRHA - 315 | NRHA-FCU-315 | ⬜ | Nolan Residence Hall Annex | 3 | No | NRHA - 315
Area 16 Nolan Residence Hall Annex, Nolan Res: ESI ID # 698559040_964-957-840-0-9 / Meter # 698559040; Area 16 Nolan: Gas Meter # 2001193149, Gas Acct # 1500424223 |  |  |  | NRHA-FCU-314 | 124403 | 2-pipe | ✔ | SZ | 0.13 | 300 | Minimum |  | Chilled Water | 1 | 0.8 Tons | 0.75 |  | Hot Water | 1 | 7410.0 BTUs Per Hour |  |  |  | 7410 | [12 empty] | 8A3-KL4K | NRHA - 314 | NRHA-FCU-314 | ⬜ | Nolan Residence Hall Annex | 3 | No | NRHA - 314
Area 16 Nolan Residence Hall Annex, Nolan Res: ESI ID # 698559040_964-957-840-0-9 / Meter # 698559040; Area 16 Nolan: Gas Meter # 2001193149, Gas Acct # 1500424223 |  |  |  | NRHA-FCU-316 | 124405 | 2-pipe | ✔ | SZ | 0.13 | 300 | None |  | Chilled Water | 1 | 0.8 Tons | 0.75 |  | Hot Water | 1 | 7410.0 BTUs Per Hour |  |  |  | 7410 | [12 empty] | 8A3-KPZL | NRHA - 316 | NRHA-FCU-316 | ⬜ | Nolan Residence Hall Annex | 3 | No | NRHA - 316
Area 16 Nolan Residence Hall Annex, Nolan Res: ESI ID # 698559040_964-957-840-0-9 / Meter # 698559040; Area 16 Nolan: Gas Meter # 2001193149, Gas Acct # 1500424223 |  |  |  | NRHA-FCU-317 | 124406 | 2-pipe | ✔ | SZ | 0.13 | 300 | None |  | Chilled Water | 1 | 0.8 Tons | 0.75 |  | Hot Water | 1 | 5262.0 BTUs Per Hour |  |  |  | 5262 | [12 empty] | 8A3-KP9B | NRHA - 317 | NRHA-FCU-317 | ⬜ | Nolan Residence Hall Annex | 3 | No | NRHA - 317
Area 16 Nolan Residence Hall Annex, Nolan Res: ESI ID # 698559040_964-957-840-0-9 / Meter # 698559040; Area 16 Nolan: Gas Meter # 2001193149, Gas Acct # 1500424223 |  |  |  | NRHA-FCU-319 | 124408 | 2-pipe | ✔ | SZ | 0.13 | 300 | None |  | Chilled Water | 1 | 0.8 Tons | 0.75 |  | Hot Water | 1 | 7410.0 BTUs Per Hour |  |  |  | 7410 | [12 empty] | 8A3-KKEA | NRHA - 319 | NRHA-FCU-319 | ⬜ | Nolan Residence Hall Annex | 3 | No | NRHA - 319
Area 16 Nolan Residence Hall Annex, Nolan Res: ESI ID # 698559040_964-957-840-0-9 / Meter # 698559040; Area 16 Nolan: Gas Meter # 2001193149, Gas Acct # 1500424223 |  |  |  | NRHA-FCU-318 | 124407 | 2-pipe | ✔ | SZ | 0.13 | 300 | None |  | Chilled Water | 1 | 0.8 Tons | 0.75 |  | Hot Water | 1 | 8432.0 BTUs Per Hour |  |  |  | 8432 | [12 empty] | 8A3-KTXH | NRHA - 318 | NRHA-FCU-318 | ⬜ | Nolan Residence Hall Annex | 3 | No | NRHA - 318
Area 17 Stark Hall: ESI ID # 698558675_964-957-840-0-9 / Meter # 698558675; Area 17 Stark: Gas Meter # 2001115782, Gas Acct # 1821859
Area 17 Stark Hall: ESI ID # 698558675_964-957-840-0-9 / Meter # 698558675; Area 17 Stark: Gas Meter # 2001115782, Gas Acct # 1821859 |  |  |  | SH-AHU-02 | 124409 | 4-pipe | ✔ | SZ | 7.6 |  | Minimum |  | Chilled Water | 1 | 17.5 Tons | 17.4713 |  | Hot Water | 1 | 174712.5 BTUs Per Hour |  |  |  | 174712.47 | [12 empty] | 8A3-BR8G | SH - Lounge | SH-AHU-02 | ⬜ | Stark Hall | 1 | No | SH - Lounge
Area 17 Stark Hall: ESI ID # 698558675_964-957-840-0-9 / Meter # 698558675; Area 17 Stark: Gas Meter # 2001115782, Gas Acct # 1821859 |  |  |  | SH-AHU-04 | 124410 | 4-pipe | ✔ | SZ | 2.3 |  | Minimum |  | Chilled Water | 1 | 5.3 Tons | 5.2874 |  | Hot Water | 1 | 52873.5 BTUs Per Hour |  |  |  | 52873.51 | [12 empty] | 8A3-KTC7 | SH - 202-214 Even | SH-AHU-04 | ⬜ | Stark Hall | 2 | No | SH - 202-214 Even
Area 17 Stark Hall: ESI ID # 698558675_964-957-840-0-9 / Meter # 698558675; Area 17 Stark: Gas Meter # 2001115782, Gas Acct # 1821859 |  |  |  | SH-AHU-03 | 124411 | 4-pipe | ✔ | SZ | 3.7 |  | Minimum |  | Chilled Water | 1 | 8.5 Tons | 8.5057 |  | Hot Water | 1 | 85057.4 BTUs Per Hour |  |  |  | 85057.39 | [12 empty] | 8A3-KTMR | SH - Commons_Laundry | SH-AHU-03 | ⬜ | Stark Hall | 1 | No | SH - Commons_Laundry
Area 17 Stark Hall: ESI ID # 698558675_964-957-840-0-9 / Meter # 698558675; Area 17 Stark: Gas Meter # 2001115782, Gas Acct # 1821859 |  |  |  | SH-AHU-07 | 124414 | 4-pipe | ✔ | SZ | 2.3 |  | Minimum |  | Chilled Water | 1 | 5.3 Tons | 5.2874 |  | Hot Water | 1 | 52873.5 BTUs Per Hour |  |  |  | 52873.51 | [12 empty] | 8A3-KT7Z | SH - 301-315 Odd | SH-AHU-07 | ⬜ | Stark Hall | 3 | No | SH - 301-315 Odd
Area 17 Stark Hall: ESI ID # 698558675_964-957-840-0-9 / Meter # 698558675; Area 17 Stark: Gas Meter # 2001115782, Gas Acct # 1821859 |  |  |  | SH-AHU-06 | 124412 | 4-pipe | ✔ | SZ | 2.3 |  | Minimum |  | Chilled Water | 1 | 5.3 Tons | 5.2874 |  | Hot Water | 1 | 52873.5 BTUs Per Hour |  |  |  | 52873.51 | [12 empty] | 8A3-KR8A | SH - 302-314 Even | SH-AHU-06 | ⬜ | Stark Hall | 3 | No | SH - 302-314 Even
Area 17 Stark Hall: ESI ID # 698558675_964-957-840-0-9 / Meter # 698558675; Area 17 Stark: Gas Meter # 2001115782, Gas Acct # 1821859 |  |  |  | SH-AHU-05 | 124413 | 4-pipe | ✔ | SZ | 2.3 |  | Minimum |  | Chilled Water | 1 | 5.3 Tons | 5.2874 |  | Hot Water | 1 | 52873.5 BTUs Per Hour |  |  |  | 52873.51 | [12 empty] | 8A3-KL2M | SH - 201-215 Odd | SH-AHU-05 | ⬜ | Stark Hall | 2 | No | SH - 201-215 Odd
Area 17 Stark Hall: ESI ID # 698558675_964-957-840-0-9 / Meter # 698558675; Area 17 Stark: Gas Meter # 2001115782, Gas Acct # 1821859 |  |  |  | SH-AHU-08 | 124415 | 4-pipe | ✔ | SZ | 2.3 |  | None |  | Chilled Water | 1 | 5.3 Tons | 5.2874 |  | Hot Water | 1 | 52873.5 BTUs Per Hour |  |  |  | 52873.51 | [12 empty] | 8A3-KQ1J | SH - 402-414 Even | SH-AHU-08 | ⬜ | Stark Hall | 4 | No | SH - 402-414 Even
Area 17 Stark Hall: ESI ID # 698558675_964-957-840-0-9 / Meter # 698558675; Area 17 Stark: Gas Meter # 2001115782, Gas Acct # 1821859 |  |  |  | SH-AHU-09 | 124416 | 4-pipe | ✔ | SZ | 2.3 |  | None |  | Chilled Water | 1 | 5.3 Tons | 5.2874 |  | Hot Water | 1 | 52873.5 BTUs Per Hour |  |  |  | 52873.51 | [12 empty] | 8A3-KSUM | SH - 401-415 Odd | SH-AHU-09 | ⬜ | Stark Hall | 4 | No | SH - 401-415 Odd
Area 17 Stark Hall: ESI ID # 698558675_964-957-840-0-9 / Meter # 698558675; Area 17 Stark: Gas Meter # 2001115782, Gas Acct # 1821859 |  |  |  | SH-AHU-11 | 124418 | 4-pipe | ✔ | SZ | 2.3 |  | Partial Economizer |  | Chilled Water | 1 | 5.3 Tons | 5.2874 |  | Hot Water | 1 | 52873.5 BTUs Per Hour |  |  |  | 52873.51 | [12 empty] | 8A3-KR6C | SH - 501-515 Odd | SH-AHU-11 | ⬜ | Stark Hall | 5 | No | SH - 501-515 Odd
Area 17 Stark Hall: ESI ID # 698558675_964-957-840-0-9 / Meter # 698558675; Area 17 Stark: Gas Meter # 2001115782, Gas Acct # 1821859 |  |  |  | SH-AHU-10 | 124417 | 4-pipe | ✔ | SZ | 2.3 |  | Minimum |  | Chilled Water | 1 | 5.3 Tons | 5.2874 |  | Hot Water | 1 | 52873.5 BTUs Per Hour |  |  |  | 52873.51 | [12 empty] | 8A3-KQGV | SH - 502-514 Even | SH-AHU-10 | ⬜ | Stark Hall | 5 | No | SH - 502-514 Even
Area 17 Stark Hall: ESI ID # 698558675_964-957-840-0-9 / Meter # 698558675; Area 17 Stark: Gas Meter # 2001115782, Gas Acct # 1821859 |  |  |  | SH-AHU-13 | 124420 | 4-pipe | ✔ | SZ | 2.3 |  | Minimum |  | Chilled Water | 1 | 5.3 Tons | 5.2874 |  | Hot Water | 1 | 52873.5 BTUs Per Hour |  |  |  | 52873.51 | [12 empty] | 8A3-KRA9 | SH - 601-615 Odd | SH-AHU-13 | ⬜ | Stark Hall | 6 | No | SH - 601-615 Odd
Area 17 Stark Hall: ESI ID # 698558675_964-957-840-0-9 / Meter # 698558675; Area 17 Stark: Gas Meter # 2001115782, Gas Acct # 1821859 |  |  |  | SH-AHU-12 | 124419 | 4-pipe | ✔ | SZ | 2.3 |  | Minimum |  | Chilled Water | 1 | 5.3 Tons | 5.2874 |  | Hot Water | 1 | 52873.5 BTUs Per Hour |  |  |  | 52873.51 | [12 empty] | 8A3-KS99 | SH - 602-614 Even | SH-AHU-12 | ⬜ | Stark Hall | 6 | No | SH - 602-614 Even
Area 17 Stark Hall: ESI ID # 698558675_964-957-840-0-9 / Meter # 698558675; Area 17 Stark: Gas Meter # 2001115782, Gas Acct # 1821859 |  |  |  | SH-AHU-14 | 124421 | 4-pipe | ✔ | SZ | 2.3 |  | Minimum |  | Chilled Water | 1 | 5.3 Tons | 5.2874 |  | Hot Water | 1 | 52873.5 BTUs Per Hour |  |  |  | 52873.51 | [12 empty] | 8A3-KR5D | SH - 702-714 Even | SH-AHU-14 | ⬜ | Stark Hall | 7 | No | SH - 702-714 Even
Area 17 Stark Hall: ESI ID # 698558675_964-957-840-0-9 / Meter # 698558675; Area 17 Stark: Gas Meter # 2001115782, Gas Acct # 1821859 |  |  |  | SH-AHU-15 | 124423 | 4-pipe | ✔ | SZ | 2.3 |  | Minimum |  | Chilled Water | 1 | 5.3 Tons | 5.2874 |  | Hot Water | 1 | 52873.5 BTUs Per Hour |  |  |  | 52873.51 | [12 empty] | 8A3-KT3D | SH - 701-715 Odd | SH-AHU-15 | ⬜ | Stark Hall | 7 | No | SH - 701-715 Odd
Area 17 Stark Hall: ESI ID # 698558675_964-957-840-0-9 / Meter # 698558675; Area 17 Stark: Gas Meter # 2001115782, Gas Acct # 1821859 |  |  |  | SH-AHU-16 | 124422 | 4-pipe | ✔ | SZ | 2.3 |  | Minimum |  | Chilled Water | 1 | 5.3 Tons | 5.2874 |  | Hot Water | 1 | 52873.5 BTUs Per Hour |  |  |  | 52873.51 | [12 empty] | 8A3-KQB9 | SH - 802-814 Even | SH-AHU-16 | ⬜ | Stark Hall | 8 | No | SH - 802-814 Even
Area 17 Stark Hall: ESI ID # 698558675_964-957-840-0-9 / Meter # 698558675; Area 17 Stark: Gas Meter # 2001115782, Gas Acct # 1821859 |  |  |  | SH-AHU-17 | 124424 | 4-pipe | ✔ | SZ | 2.3 |  | Minimum |  | Chilled Water | 1 | 5.3 Tons | 5.2874 |  | Hot Water | 1 | 52873.5 BTUs Per Hour |  |  |  | 52873.51 | [12 empty] | 8A3-KQJU | SH - 801-815 Odd | SH-AHU-17 | ⬜ | Stark Hall | 8 | No | SH - 801-815 Odd
Area 17 Stark Hall: ESI ID # 698558675_964-957-840-0-9 / Meter # 698558675; Area 17 Stark: Gas Meter # 2001115782, Gas Acct # 1821859 |  |  |  | SH-SDU-01 | 124425 |  | ✔ | SZ |  |  | Minimum |  | DX | 1 | 12.0 Tons | 12 | No | Electric ¦ Resistance | 1 | 36.0 kW |  | 36 | [14 empty] | 6A3-JSMT | SH - RRs Floor 2-8 | SH-SDU-01 | ⬜ | Stark Hall | 9 | No | SH - RRs Floor 2-8
Area 17 Stark Hall: ESI ID # 698558675_964-957-840-0-9 / Meter # 698558675; Area 17 Stark: Gas Meter # 2001115782, Gas Acct # 1821859 |  |  |  | SH-SS-02 | 124427 |  |  | SZ | [7 empty] | 3 | [24 empty] | Stark Hall | 1 |  | SH - Manager Dorm
Area 17 Stark Hall: ESI ID # 698558675_964-957-840-0-9 / Meter # 698558675; Area 17 Stark: Gas Meter # 2001115782, Gas Acct # 1821859 |  |  |  | SH-SS-01 | 124426 |  | ✔ | SZ |  |  | None |  | DX | 1 | 2.0 Tons | 2 | No | [23 empty] | Stark Hall | 9 | No | SH - Mechanic Office
Area 17 Stark Hall: ESI ID # 698558675_964-957-840-0-9 / Meter # 698558675; Area 17 Stark: Gas Meter # 2001115782, Gas Acct # 1821859 |  |  |  | SH-MSS-01 | 124428 |  |  | SZ | [7 empty] | 0.75 | [24 empty] | Stark Hall | 1 |  | SH - MSS Room 3
Area 17 Stark Hall: ESI ID # 698558675_964-957-840-0-9 / Meter # 698558675; Area 17 Stark: Gas Meter # 2001115782, Gas Acct # 1821859 |  |  |  | SH-PU-01 | 124429 |  | ✔ | SZ |  |  | None |  | DX | 1 | 1.0 Tons | 1 | No | Heat Pump | 1 | 5.0 kW |  |  | 5 | [17 empty] | Stark Hall | 9 | Yes | SH - PU Elevator Room
Area 19 Diesel Tech Shop: ESI ID # 698694702_964-957-840-0-9 / Meter # 698694702; Area 19 Diesel Tech: Gas Meter # 2001190551, Gas Acct # 3831800449381
Area 19 Diesel Tech Shop: ESI ID # 698694702_964-957-840-0-9 / Meter # 698694702; Area 19 Diesel Tech: Gas Meter # 2001190551, Gas Acct # 3831800449381 |  |  |  | DT-SDU-02 | 124441 |  | ✔ | SZ |  |  | None |  | DX, DX | 2 | 5.0 Tons, 5.0 Tons | 10 | No | Gas Heat, Gas Heat | 2 | 75000.0 BTUs Per Hour, 75000.0 BTUs Per Hour |  |  |  | 150000 | [12 empty] | 7S4-L9WK | DT - Shop | DT-SDU-02 | ⬜ | Diesel Tech Shop | 1 | No | DT - Shop
Area 19 Diesel Tech Shop: ESI ID # 698694702_964-957-840-0-9 / Meter # 698694702; Area 19 Diesel Tech: Gas Meter # 2001190551, Gas Acct # 3831800449381 |  |  |  | DT-SS-01 | 124443 |  | ✔ | SZ |  |  | None |  | DX | 1 | 3.0 Tons | 3 | No | Gas Heat | 1 | 65000.0 BTUs Per Hour |  |  |  | 65000 | [12 empty] | 8A3-GKHA | DT - Office | DT-SS-01 | ⬜ | Diesel Tech Shop | 1 | No | DT - Office
Area 20A: ESI ID # 698559107_964-957-840-0-9 / Meter # 698559107; Area 20A Masters Gym_Band Hall, PE Building, : Gas Meter # 2001115751, Gas Acct # 829561
Area 20B Masters Gym_Band Hall, PE Building: ESI ID # 698559106_964-957-840-0-9 / Meter # 698559106; Area 20A Masters Gym_Band Hall, PE Building, : Gas Meter # 2001115751, Gas Acct # 829561
Area 20B Masters Gym_Band Hall, PE Building: ESI ID # 698559106_964-957-840-0-9 / Meter # 698559106; Area 20A Masters Gym_Band Hall, PE Building, : Gas Meter # 2001115751, Gas Acct # 829561 |  |  |  | MBH-AHU-01 | 124446 | 4-pipe | ✔ | SZ | 3 | 4430 | Economizer |  | Chilled Water | 1 | 7.6 Tons | 7.5525 |  | Hot Water | 1 | 281722.5 BTUs Per Hour |  |  |  | 281722.51 | [12 empty] | 8A3-HACP | MBH - Band Hall | MBH-AHU-01 | ⬜ | Masters Gym_Band Hall | 1 | No | MBH - Band Hall
Area 20B Masters Gym_Band Hall, PE Building: ESI ID # 698559106_964-957-840-0-9 / Meter # 698559106; Area 20A Masters Gym_Band Hall, PE Building, : Gas Meter # 2001115751, Gas Acct # 829561 |  |  |  | MBH-AHU-05 | 124445 | 2-pipe | ✔ | SZ | 2 | 3200 | None |  | Chilled Water | 1 | 5.5 Tons | 5.4555 | [20 empty] | 8A3-HJV4 | MBH - Womens Locker | MBH-AHU-05 | ⬜ | Masters Gym_Band Hall | 1 | No | MBH - Womens Locker
Area 20B Masters Gym_Band Hall, PE Building: ESI ID # 698559106_964-957-840-0-9 / Meter # 698559106; Area 20A Masters Gym_Band Hall, PE Building, : Gas Meter # 2001115751, Gas Acct # 829561 |  |  |  | MBH-UV-01 | 124447 | 2-pipe | ✔ | SZ | 0.08 | 800 | Minimum |  | Chilled Water | 1 | 1.4 Tons | 1.3639 |  | Hot Water | 1 | 50875.4 BTUs Per Hour |  |  |  | 50875.4 | [12 empty] | 8A3-H8JK | MBH - Womens HC | MBH-UV-01 | ⬜ | Masters Gym_Band Hall | 1 | No | MBH - Womens HC
Area 20B Masters Gym_Band Hall, PE Building: ESI ID # 698559106_964-957-840-0-9 / Meter # 698559106; Area 20A Masters Gym_Band Hall, PE Building, : Gas Meter # 2001115751, Gas Acct # 829561 |  |  |  | MBH-AHU-13 | 124448 | 2-pipe | ✔ | SZ | 2 | 3200 | Minimum |  | Chilled Water | 1 | 5.5 Tons | 5.4555 | [20 empty] | 8A3-HAWW | MBH - Conf_Mens Locker_Laundry | MBH-AHU-13 | ⬜ | Masters Gym_Band Hall | 1 | No | MBH - Conf_Mens Locker_Laundry
Area 20B Masters Gym_Band Hall, PE Building: ESI ID # 698559106_964-957-840-0-9 / Meter # 698559106; Area 20A Masters Gym_Band Hall, PE Building, : Gas Meter # 2001115751, Gas Acct # 829561 |  |  |  | MBH-UV-02 | 124449 | 2-pipe | ✔ | SZ | 0.08 | 800 | Minimum |  | Chilled Water | 1 | 1.4 Tons | 1.3639 |  | Hot Water | 1 | 50875.4 BTUs Per Hour |  |  |  | 50875.4 | [12 empty] | 8A3-H9XW | MBH - Womens AstCoach | MBH-UV-02 | ⬜ | Masters Gym_Band Hall | 1 | No | MBH - Womens AstCoach
Area 20B Masters Gym_Band Hall, PE Building: ESI ID # 698559106_964-957-840-0-9 / Meter # 698559106; Area 20A Masters Gym_Band Hall, PE Building, : Gas Meter # 2001115751, Gas Acct # 829561 |  |  |  | MBH-UV-03 | 124450 | 2-pipe | ✔ | SZ | 0.08 | 800 | Minimum |  | Chilled Water | 1 | 1.4 Tons | 1.3639 |  | Hot Water | 1 | 50875.4 BTUs Per Hour |  |  |  | 50875.4 | [12 empty] | 8A3-H6UB | MBH - Mens AstCoach | MBH-UV-03 | ⬜ | Masters Gym_Band Hall | 1 | No | MBH - Mens AstCoach
Area 20B Masters Gym_Band Hall, PE Building: ESI ID # 698559106_964-957-840-0-9 / Meter # 698559106; Area 20A Masters Gym_Band Hall, PE Building, : Gas Meter # 2001115751, Gas Acct # 829561 |  |  |  | MBH-UV-04 | 124452 | 2-pipe | ✔ | SZ | 0.08 | 800 | Minimum |  | Chilled Water | 1 | 1.4 Tons | 1.3639 |  | Hot Water | 1 | 50875.4 BTUs Per Hour |  |  |  | 50875.4 | [12 empty] | 8A3-F9PF | MBH - Mens HC | MBH-UV-04 | ⬜ | Masters Gym_Band Hall | 1 | No | MBH - Mens HC
Area 20B Masters Gym_Band Hall, PE Building: ESI ID # 698559106_964-957-840-0-9 / Meter # 698559106; Area 20A Masters Gym_Band Hall, PE Building, : Gas Meter # 2001115751, Gas Acct # 829561 |  |  |  | MBH-RTU-03 | 124454 |  | ✔ | SZ |  |  | Minimum |  | DX | 1 | 5.0 Tons | 5 | No | [19 empty] | 8A3-HA73 | MBH - Gym Lobby | MBH-RTU-03 | ⬜ | Masters Gym_Band Hall | 1 | No | MBH - Gym Lobby
Area 20B Masters Gym_Band Hall, PE Building: ESI ID # 698559106_964-957-840-0-9 / Meter # 698559106; Area 20A Masters Gym_Band Hall, PE Building, : Gas Meter # 2001115751, Gas Acct # 829561 |  |  |  | MBH-RTU-04 | 124455 |  | ✔ | SZ |  |  | Minimum |  | DX | 1 | 5.0 Tons | 5 | No | [19 empty] | 8A3-FACQ | MBH - Coaches Offices | MBH-RTU-04 | ⬜ | Masters Gym_Band Hall | 2 | No | MBH - Coaches Offices
Area 20B Masters Gym_Band Hall, PE Building: ESI ID # 698559106_964-957-840-0-9 / Meter # 698559106; Area 20A Masters Gym_Band Hall, PE Building, : Gas Meter # 2001115751, Gas Acct # 829561 |  |  |  | MBH-SS-01 | 124457 |  | ✔ | SZ |  |  | Minimum |  | DX | 1 | 2.0 Tons | 2 | No | [19 empty] | 8A3-H7UA | MBH - Band Hall Offices | MBH-SS-01 | ⬜ | Masters Gym_Band Hall | 1 | No | MBH - Band Hall Offices
Area 20B Masters Gym_Band Hall, PE Building: ESI ID # 698559106_964-957-840-0-9 / Meter # 698559106; Area 20A Masters Gym_Band Hall, PE Building, : Gas Meter # 2001115751, Gas Acct # 829561 |  |  |  | MBH-RTU-01 | 124451 |  | ✔ | SZ |  |  | Economizer |  | DX | 1 | 30.0 Tons | 30 | No | [19 empty] | 8A3-HASZ | MBH - Gym South | MBH-RTU-01 | ⬜ | Masters Gym_Band Hall | 1 | No | MBH - Gym South
Area 20B Masters Gym_Band Hall, PE Building: ESI ID # 698559106_964-957-840-0-9 / Meter # 698559106; Area 20A Masters Gym_Band Hall, PE Building, : Gas Meter # 2001115751, Gas Acct # 829561 |  |  |  | MBH-RTU-02 | 124453 |  | ✔ | SZ |  |  | Economizer |  | DX, DX | 2 | 15.0 Tons, 15.0 Tons | 30 | No | Gas Heat, Gas Heat | 2 | 150000.0 BTUs Per Hour, 150000.0 BTUs Per Hour |  |  |  | 300000 | [12 empty] | 8A3-HJWS | MBH - Gym North | MBH-RTU-02 | ⬜ | Masters Gym_Band Hall | 1 | No | MBH - Gym North
Area 20B Masters Gym_Band Hall, PE Building: ESI ID # 698559106_964-957-840-0-9 / Meter # 698559106; Area 20A Masters Gym_Band Hall, PE Building, : Gas Meter # 2001115751, Gas Acct # 829561 |  |  |  | PE-AHU-04 | 124459 | 4-pipe | ✔ | SZ | 7.5 | 9150 | Minimum |  | Chilled Water | 1 | 13.2 Tons | 13.2076 |  | Hot Water | 1 | 581887.3 BTUs Per Hour |  |  |  | 581887.34 | [12 empty] | 8A3-G7B3 | PE - Hall behind 103 | PE-AHU-04 | ⬜ | PE Building | 1 | No | PE - Museum
Area 20B Masters Gym_Band Hall, PE Building: ESI ID # 698559106_964-957-840-0-9 / Meter # 698559106; Area 20A Masters Gym_Band Hall, PE Building, : Gas Meter # 2001115751, Gas Acct # 829561 |  |  |  | PE-AHU-05 | 124460 | 4-pipe | ✔ | SZ | 0.75 | 1320 | Minimum |  | Chilled Water | 1 | 1.9 Tons | 1.9054 |  | Hot Water | 1 | 83944.4 BTUs Per Hour |  |  |  | 83944.4 | [12 empty] | 8A3-GBGK | PE - 104 | PE-AHU-05 | ⬜ | PE Building | 1 | No | PE - 104
Area 20B Masters Gym_Band Hall, PE Building: ESI ID # 698559106_964-957-840-0-9 / Meter # 698559106; Area 20A Masters Gym_Band Hall, PE Building, : Gas Meter # 2001115751, Gas Acct # 829561 |  |  |  | PE-RTU-06 | 124461 | 4-pipe | ✔ | SZ | 5 | 5900 | Economizer |  | Chilled Water | 1 | 8.5 Tons | 8.5164 |  | Hot Water | 1 | 375206.0 BTUs Per Hour |  |  |  | 375206.05 | [12 empty] | 8A5-B7TF | PE - The Lane Hall | PE-RTU-06 | ⬜ | PE Building | 1 | No | PE - The Lane Hall
Area 20B Masters Gym_Band Hall, PE Building: ESI ID # 698559106_964-957-840-0-9 / Meter # 698559106; Area 20A Masters Gym_Band Hall, PE Building, : Gas Meter # 2001115751, Gas Acct # 829561 |  |  |  | PE-RTU-07 | 124462 | 4-pipe | ✔ | SZ | 7.5 | 5700 | Economizer |  | Chilled Water | 1 | 8.2 Tons | 8.2277 |  | Hot Water | 1 | 362487.2 BTUs Per Hour |  |  |  | 362487.2 | [12 empty] | 8A3-HFEG | PE - Swimming Lockers | PE-RTU-07 | ⬜ | PE Building | 1 | No | PE - Locker Rooms
Area 20B Masters Gym_Band Hall, PE Building: ESI ID # 698559106_964-957-840-0-9 / Meter # 698559106; Area 20A Masters Gym_Band Hall, PE Building, : Gas Meter # 2001115751, Gas Acct # 829561 |  |  |  | PE-AHU-10 | 124465 | 4-pipe | ✔ | SZ | 0.75 | 1200 | None |  | Chilled Water | 1 | 1.7 Tons | 1.7321 |  | Hot Water | 1 | 76313.1 BTUs Per Hour |  |  |  | 76313.09 | [12 empty] | 8A3-FBPD | PE - The Lane Storage | PE-AHU-10 | ⬜ | PE Building | 1 | No | PE - The Lane Storage
Area 20B Masters Gym_Band Hall, PE Building: ESI ID # 698559106_964-957-840-0-9 / Meter # 698559106; Area 20A Masters Gym_Band Hall, PE Building, : Gas Meter # 2001115751, Gas Acct # 829561 |  |  |  | PE-RTU-08 | 124463 | 4-pipe | ✔ | SZ | 5 | 4350 | Economizer |  | Chilled Water | 1 | 6.3 Tons | 6.279 |  | Hot Water | 1 | 276635.0 BTUs Per Hour |  |  |  | 276634.97 | [12 empty] | 8A3-G9QD | PE - The Lane WeightRm | PE-RTU-08 | ⬜ | PE Building | 1 | No | PE - The Lane WeightRm
Area 20B Masters Gym_Band Hall, PE Building: ESI ID # 698559106_964-957-840-0-9 / Meter # 698559106; Area 20A Masters Gym_Band Hall, PE Building, : Gas Meter # 2001115751, Gas Acct # 829561 |  |  |  | PE-RTU-09 | 124464 | 4-pipe | ✔ | SZ | 3 | 2640 | Economizer |  | Chilled Water | 1 | 3.8 Tons | 3.8107 |  | Hot Water | 1 | 167888.8 BTUs Per Hour |  |  |  | 167888.81 | [12 empty] | 8A5-CNN7 | PE - Dance Studio | PE-RTU-09 | ⬜ | PE Building | 1 | No | PE - Dance Studio
Area 20B Masters Gym_Band Hall, PE Building: ESI ID # 698559106_964-957-840-0-9 / Meter # 698559106; Area 20A Masters Gym_Band Hall, PE Building, : Gas Meter # 2001115751, Gas Acct # 829561 |  |  |  | PE-UH-01 | 124466 | 2-pipe | ✔ | SZ |  | 1200 | None | [6 empty] | Gas Heat | 1 | 76313.1 BTUs Per Hour |  |  |  | 76313.09 | [12 empty] | 8A3-KRC8 | PE - UH 101 Entry | PE-UH-01 |  | PE Building | 1 | No | PE - Entry 101
Area 20B Masters Gym_Band Hall, PE Building: ESI ID # 698559106_964-957-840-0-9 / Meter # 698559106; Area 20A Masters Gym_Band Hall, PE Building, : Gas Meter # 2001115751, Gas Acct # 829561 |  |  |  | PE-UH-03 | 124468 | 2-pipe | ✔ | SZ |  | 5500 | None | [6 empty] | Gas Heat | 1 | 349768.3 BTUs Per Hour |  |  |  | 349768.35 | [12 empty] | 8A3-JMT3 | PE - UH Museum | PE-UH-03 |  | PE Building | 1 | No | PE - Entry 105
Area 20B Masters Gym_Band Hall, PE Building: ESI ID # 698559106_964-957-840-0-9 / Meter # 698559106; Area 20A Masters Gym_Band Hall, PE Building, : Gas Meter # 2001115751, Gas Acct # 829561 |  |  |  | PE-UH-02 | 124467 | 2-pipe | ✔ | SZ |  | 1600 | None | [6 empty] | Gas Heat | 1 | 101750.8 BTUs Per Hour |  |  |  | 101750.79 | [12 empty] | 8A3-KTDV | PE - UH Lane Hall | PE-UH-02 |  | PE Building | 1 | No | PE - Entry Fitness Ctr
Area 20B Masters Gym_Band Hall, PE Building: ESI ID # 698559106_964-957-840-0-9 / Meter # 698559106; Area 20A Masters Gym_Band Hall, PE Building, : Gas Meter # 2001115751, Gas Acct # 829561 |  |  |  | PE-UH-04 | 124469 | 2-pipe | ✔ | SZ |  | 400 | None | [6 empty] | Gas Heat | 1 | 25437.7 BTUs Per Hour |  |  |  | 25437.7 | [12 empty] | 8A3-G7RE | PE - Entry 109 | PE-UH-04 | ⬜ | PE Building | 1 | No | PE - Entry 109
Area 20B Masters Gym_Band Hall, PE Building: ESI ID # 698559106_964-957-840-0-9 / Meter # 698559106; Area 20A Masters Gym_Band Hall, PE Building, : Gas Meter # 2001115751, Gas Acct # 829561 |  |  |  | PE-UH-05 | 124473 |  | ✔ | SZ |  |  | None | [6 empty] | Gas Heat | 1 | 50000.0 BTUs Per Hour |  |  |  | 50000 | [12 empty] | 8A3-HF61 | PE - 109 NE | PE-UH-05 | ⬜ | PE Building | 1 | No | PE - 109 NE
Area 20B Masters Gym_Band Hall, PE Building: ESI ID # 698559106_964-957-840-0-9 / Meter # 698559106; Area 20A Masters Gym_Band Hall, PE Building, : Gas Meter # 2001115751, Gas Acct # 829561 |  |  |  | PE-UH-06 | 124472 |  | ✔ | SZ |  |  | None | [6 empty] | Gas Heat | 1 | 50000.0 BTUs Per Hour |  |  |  | 50000 | [12 empty] | 8A3-GAC1 | PE - 109 SE | PE-UH-06 | ⬜ | PE Building | 1 | No | PE - 109 SE
Area 20B Masters Gym_Band Hall, PE Building: ESI ID # 698559106_964-957-840-0-9 / Meter # 698559106; Area 20A Masters Gym_Band Hall, PE Building, : Gas Meter # 2001115751, Gas Acct # 829561 |  |  |  | PE-UH-07 | 124474 |  | ✔ | SZ |  |  | None | [6 empty] | Gas Heat | 1 | 50000.0 BTUs Per Hour |  |  |  | 50000 | [12 empty] | 8A3-GAMF | PE - 109 SW | PE-UH-07 | ⬜ | PE Building | 1 | No | PE - 109 SW
Area 20B Masters Gym_Band Hall, PE Building: ESI ID # 698559106_964-957-840-0-9 / Meter # 698559106; Area 20A Masters Gym_Band Hall, PE Building, : Gas Meter # 2001115751, Gas Acct # 829561 |  |  |  | PE-UH-08 | 124475 |  | ✔ | SZ |  |  | None | [6 empty] | Gas Heat | 1 | 50000.0 BTUs Per Hour |  |  |  | 50000 | [16 empty] | PE Building | 1 | No | PE - 109 NW
Area 20B Masters Gym_Band Hall, PE Building: ESI ID # 698559106_964-957-840-0-9 / Meter # 698559106; Area 20A Masters Gym_Band Hall, PE Building, : Gas Meter # 2001115751, Gas Acct # 829561 |  |  |  | PE-MZU-02 | 124456 | 4-pipe | ✔ | MZU | 5 | 5600 | Minimum |  | Chilled Water | 1 | 9.5 Tons | 9.5472 |  | Hot Water | 1 | 356127.8 BTUs Per Hour |  |  |  | 356127.77 | [12 empty] | 4S3-PJXA | PE - AHU-2 | AHU-2 Zone Control | ⬜ | PE Building | 1 | No | PE - AHU02 Zones, PE - Cycling, PE - Yoga, PE - Rachetball East, PE - Rachetball West
Area 20B Masters Gym_Band Hall, PE Building: ESI ID # 698559106_964-957-840-0-9 / Meter # 698559106; Area 20A Masters Gym_Band Hall, PE Building, : Gas Meter # 2001115751, Gas Acct # 829561 |  |  |  |  | 124740 |  | ✔ | MZ Zone | [16 empty] | PE-Zone-2-01 | 2.375 |  |  | 89032 |  | Yes | [5 empty] | 8A3-HHN8 | PE - Cycling | PE-Zone-2-01 | ⬜ | PE Building | 1 | No | PE - Cycling
Area 20B Masters Gym_Band Hall, PE Building: ESI ID # 698559106_964-957-840-0-9 / Meter # 698559106; Area 20A Masters Gym_Band Hall, PE Building, : Gas Meter # 2001115751, Gas Acct # 829561 |  |  |  |  | 124741 |  | ✔ | MZ Zone | [16 empty] | PE-Zone-2-02 | 2.375 |  |  | 89032 |  | Yes | [5 empty] | 8A3-HE14 | PE - Yoga | PE-Zone-2-02 | ⬜ | PE Building | 1 | No | PE - Yoga
Area 20B Masters Gym_Band Hall, PE Building: ESI ID # 698559106_964-957-840-0-9 / Meter # 698559106; Area 20A Masters Gym_Band Hall, PE Building, : Gas Meter # 2001115751, Gas Acct # 829561 |  |  |  |  | 124742 |  | ✔ | MZ Zone | [16 empty] | PE-Zone-2-03 | 2.375 |  |  | 89032 |  | Yes | [5 empty] | 8A3-HGNX | PE - Rachetball East | PE-Zone-2-03 | ⬜ | PE Building | 1 | No | PE - Rachetball East
Area 20B Masters Gym_Band Hall, PE Building: ESI ID # 698559106_964-957-840-0-9 / Meter # 698559106; Area 20A Masters Gym_Band Hall, PE Building, : Gas Meter # 2001115751, Gas Acct # 829561 |  |  |  |  | 124743 |  | ✔ | MZ Zone | [16 empty] | PE-Zone-2-04 | 2.375 |  |  | 89032 |  | Yes | [5 empty] | 7S4-LJSE | PE - Rachetball West | PE-Zone-2-04 | ⬜ | PE Building | 1 | No | PE - Rachetball West
Area 20B Masters Gym_Band Hall, PE Building: ESI ID # 698559106_964-957-840-0-9 / Meter # 698559106; Area 20A Masters Gym_Band Hall, PE Building, : Gas Meter # 2001115751, Gas Acct # 829561 |  |  |  | PE-MZU-03 | 124458 | 4-pipe | ✔ | MZU | 7.5 | 7430 | None |  | Chilled Water | 1 | 12.7 Tons | 12.6671 |  | Hot Water | 1 | 472505.2 BTUs Per Hour |  |  |  | 472505.24 | [12 empty] | 4S3-PJWB | PE - AHU-3 | AHU-3 Zone Control | ⬜ | PE Building | 1, 2 | No | PE - AHU03 Zones, PE - Vestibule 104, PE - Fl2 Museum, PE - Hall by 101, PE - 101_101A_101B, PE - 103, PE - 102
Area 20B Masters Gym_Band Hall, PE Building: ESI ID # 698559106_964-957-840-0-9 / Meter # 698559106; Area 20A Masters Gym_Band Hall, PE Building, : Gas Meter # 2001115751, Gas Acct # 829561 |  |  |  |  | 124754 |  | ✔ | MZ Zone | [16 empty] | PE-Zone-3-01 | 0.9414 |  |  | 35024.39 |  | Yes | [5 empty] | 8A3-GA7S | PE - Vestibule 104 | PE-Zone-3-01 | ⬜ | PE Building | 1 | No | PE - Vestibule 104
Area 20B Masters Gym_Band Hall, PE Building: ESI ID # 698559106_964-957-840-0-9 / Meter # 698559106; Area 20A Masters Gym_Band Hall, PE Building, : Gas Meter # 2001115751, Gas Acct # 829561 |  |  |  |  | 124755 |  | ✔ | MZ Zone | [16 empty] | PE-Zone-3-02 | 1.046 |  |  | 38915.99 |  | Yes | [5 empty] | 8A3-G8LJ | PE - Fl2 Museum | PE-Zone-3-02 | ⬜ | PE Building | 2 | No | PE - Fl2 Museum
Area 20B Masters Gym_Band Hall, PE Building: ESI ID # 698559106_964-957-840-0-9 / Meter # 698559106; Area 20A Masters Gym_Band Hall, PE Building, : Gas Meter # 2001115751, Gas Acct # 829561 |  |  |  |  | 124756 |  | ✔ | MZ Zone | [16 empty] | PE-Zone-3-03 | 4.7069 |  |  | 175121.96 |  | Yes | [5 empty] | 8A3-GBQB | PE - Hall by 101 | PE-Zone-3-03 | ⬜ | PE Building | 1 | No | PE - Hall by 101
Area 20B Masters Gym_Band Hall, PE Building: ESI ID # 698559106_964-957-840-0-9 / Meter # 698559106; Area 20A Masters Gym_Band Hall, PE Building, : Gas Meter # 2001115751, Gas Acct # 829561 |  |  |  |  | 124757 |  | ✔ | MZ Zone | [16 empty] | PE-Zone-3-04 | 1.0373 |  |  | 38591.69 |  | Yes | [5 empty] | 8A3-G9AR | PE - 101_101A_101B | PE-Zone-3-04 | ⬜ | PE Building | 1 | No | PE - 101_101A_101B
Area 20B Masters Gym_Band Hall, PE Building: ESI ID # 698559106_964-957-840-0-9 / Meter # 698559106; Area 20A Masters Gym_Band Hall, PE Building, : Gas Meter # 2001115751, Gas Acct # 829561 |  |  |  |  | 124758 |  | ✔ | MZ Zone | [16 empty] | PE-Zone-3-05 | 2.5278 |  |  | 94046.98 |  | Yes | [5 empty] | 8A3-F42Z | PE - 103 | PE-Zone-3-05 | ⬜ | PE Building | 1 | No | PE - 103
Area 20B Masters Gym_Band Hall, PE Building: ESI ID # 698559106_964-957-840-0-9 / Meter # 698559106; Area 20A Masters Gym_Band Hall, PE Building, : Gas Meter # 2001115751, Gas Acct # 829561 |  |  |  |  | 124759 |  | ✔ | MZ Zone | [16 empty] | PE-Zone-3-06 | 2.4406 |  |  | 90803.98 |  | Yes | [5 empty] | 8A3-G5LM | PE - 102 | PE-Zone-3-06 | ⬜ | PE Building | 1 | No | PE - 102
Area 20B Masters Gym_Band Hall, PE Building: ESI ID # 698559106_964-957-840-0-9 / Meter # 698559106; Area 20A Masters Gym_Band Hall, PE Building, : Gas Meter # 2001115751, Gas Acct # 829561 |  |  |  | PE-SDU-2N | 124470 | 4-pipe | ✔ | SZ | 7.5 | 8000 | None |  | Chilled Water | 1 | 13.6 Tons | 13.6388 |  | Hot Water | 1 | 508754.0 BTUs Per Hour |  |  |  | 508753.96 | [12 empty] | 8A5-B8ER | PE - 105 North | PE-SDU-2N | ⬜ | PE Building | 1 | No | PE - 105 North
Area 20B Masters Gym_Band Hall, PE Building: ESI ID # 698559106_964-957-840-0-9 / Meter # 698559106; Area 20A Masters Gym_Band Hall, PE Building, : Gas Meter # 2001115751, Gas Acct # 829561 |  |  |  | PE-SDU-2S | 124471 | 4-pipe | ✔ | SZ | 7.5 | 8000 | Minimum |  | Chilled Water | 1 | 13.6 Tons | 13.6388 |  | Hot Water | 1 | 508754.0 BTUs Per Hour |  |  |  | 508753.96 | [12 empty] | 8A3-HG4Q | PE - 105 South | PE-SDU-2S | ⬜ | PE Building | 1 | No | PE - 105 South
Area 22 Parks Fitness: ESI ID # 698559108_964-957-840-0-9 / Meter # 698559108; Area 20A Masters Gym_Band Hall, PE Building, : Gas Meter # 2001115751, Gas Acct # 829561
Area 22 Parks Fitness: ESI ID # 698559108_964-957-840-0-9 / Meter # 698559108; Area 20A Masters Gym_Band Hall, PE Building, : Gas Meter # 2001115751, Gas Acct # 829561 |  |  |  | JMPFC-AHU-01 | 124501 | 2-pipe | ✔ | SZ | 4 | 4000 | Minimum |  | Chilled Water | 1 | 13.1 Tons | 13.1417 |  | Hot Water | 1 | 181400.0 BTUs Per Hour |  |  |  | 181400 | [12 empty] | 8A5-BDTZ | JMPFC - Weight Area | JMPFC-AHU-01 | ⬜ | James M Parks Fitness Center | 1 | No | JMPFC - Weight Area
Area 22 Parks Fitness: ESI ID # 698559108_964-957-840-0-9 / Meter # 698559108; Area 20A Masters Gym_Band Hall, PE Building, : Gas Meter # 2001115751, Gas Acct # 829561 |  |  |  | JMPFC-AHU-02 | 124502 | 2-pipe | ✔ | SZ | 7.5 | 9000 | Minimum |  | Chilled Water | 1 | 28.6 Tons | 28.6 |  | Hot Water | 1 | 390400.0 BTUs Per Hour |  |  |  | 390400 | [12 empty] | 8A3-HAZV | JMPFC - Track West | JMPFC-AHU-02 | ⬜ | James M Parks Fitness Center | 1 | No | JMPFC - Track West
Area 22 Parks Fitness: ESI ID # 698559108_964-957-840-0-9 / Meter # 698559108; Area 20A Masters Gym_Band Hall, PE Building, : Gas Meter # 2001115751, Gas Acct # 829561 |  |  |  | JMPFC-AHU-03 | 124503 | 2-pipe | ✔ | SZ | 7.5 | 9000 | Minimum |  | Chilled Water | 1 | 28.6 Tons | 28.6 |  | Hot Water | 1 | 390400.0 BTUs Per Hour |  |  |  | 390400 | [12 empty] | 8A3-HFGE | JMPFC - Track East | JMPFC-AHU-03 | ⬜ | James M Parks Fitness Center | 1 | No | JMPFC - Track East
Area 22 Parks Fitness: ESI ID # 698559108_964-957-840-0-9 / Meter # 698559108; Area 20A Masters Gym_Band Hall, PE Building, : Gas Meter # 2001115751, Gas Acct # 829561 |  |  |  | JMPFC-AHU-04 | 124504 | 2-pipe | ✔ | SZ | 4 | 4000 | Minimum |  | Chilled Water | 1 | 13.1 Tons | 13.1417 |  | Hot Water | 1 | 181400.0 BTUs Per Hour |  |  |  | 181400 | [12 empty] | 8A3-HA92 | JMPFC - Lobby | JMPFC-AHU-04 | ⬜ | James M Parks Fitness Center | 1 | No | JMPFC - Lobby
Area 22 Parks Fitness: ESI ID # 698559108_964-957-840-0-9 / Meter # 698559108; Area 20A Masters Gym_Band Hall, PE Building, : Gas Meter # 2001115751, Gas Acct # 829561 |  |  |  | JMPFC-AHU-06 | 124506 | 2-pipe | ✔ | SZ | 0.75 | 1400 | Minimum |  | Chilled Water | 1 | 4.4 Tons | 4.3792 |  | Hot Water | 1 | 60700.0 BTUs Per Hour |  |  |  | 60700 | [12 empty] | 8A5-BEB1 | JMPFC - Trainers Clinic | JMPFC-AHU-06 | ⬜ | James M Parks Fitness Center | 1 | No | JMPFC - Trainers Clinic
Area 22 Parks Fitness: ESI ID # 698559108_964-957-840-0-9 / Meter # 698559108; Area 20A Masters Gym_Band Hall, PE Building, : Gas Meter # 2001115751, Gas Acct # 829561 |  |  |  | JMPFC-AHU-05 | 124505 | 2-pipe | ✔ | SZ | 0.75 | 1400 | Minimum |  | Chilled Water | 1 | 4.4 Tons | 4.3792 |  | Hot Water | 1 | 60700.0 BTUs Per Hour |  |  |  | 60700 | [12 empty] | 8A3-H9U9 | JMPFC - Offices_RRs | JMPFC-AHU-05 | ⬜ | James M Parks Fitness Center | 1 | No | JMPFC - Offices_RRs
Area 21 Adult Education Building: ESI ID # 698559109_964-957-840-0-9 / Meter # 698559109; Area 21 Adult Education Building Gas: Gas Meter # 2001167305, Gas Acct # 400290139
Area 21 Adult Education Building: ESI ID # 698559109_964-957-840-0-9 / Meter # 698559109; Area 21 Adult Education Building Gas: Gas Meter # 2001167305, Gas Acct # 400290139 |  |  |  | AEC-RTU-02 | 124477 |  | ✔ | SZ |  |  | None |  | DX | 1 | 5.0 Tons | 5 | No | Gas Heat | 1 | 72000.0 BTUs Per Hour |  |  |  | 72000 | [12 empty] | 8A3-H9NE | AEC - 212 | AEC-RTU-02 | ⬜ | Adult Education Building | 1 | No | AEC - 212
Area 21 Adult Education Building: ESI ID # 698559109_964-957-840-0-9 / Meter # 698559109; Area 21 Adult Education Building Gas: Gas Meter # 2001167305, Gas Acct # 400290139 |  |  |  | AEC-RTU-03 | 124478 |  | ✔ | SZ |  |  | Minimum |  | DX | 1 | 5.0 Tons | 5 | No | Gas Heat | 1 | 72000.0 BTUs Per Hour |  |  |  | 72000 | [16 empty] | Adult Education Building | 1 | No | AEC - 214
Area 21 Adult Education Building: ESI ID # 698559109_964-957-840-0-9 / Meter # 698559109; Area 21 Adult Education Building Gas: Gas Meter # 2001167305, Gas Acct # 400290139 |  |  |  | AEC-RTU-04 | 124479 |  | ✔ | SZ |  |  | None |  | DX | 1 | 5.0 Tons | 5 | No | Gas Heat | 1 | 80000.0 BTUs Per Hour |  |  |  | 80000 | [12 empty] | 8A3-HKRU | AEC - 108 | AEC-RTU-04 | ⬜ | Adult Education Building | 1 | No | AEC - 108
Area 21 Adult Education Building: ESI ID # 698559109_964-957-840-0-9 / Meter # 698559109; Area 21 Adult Education Building Gas: Gas Meter # 2001167305, Gas Acct # 400290139 |  |  |  | AEC-RTU-06 | 124481 |  | ✔ | SZ |  |  | Minimum |  | DX | 1 | 5.0 Tons | 5 | No | Gas Heat | 1 | 80000.0 BTUs Per Hour |  |  |  | 80000 | [12 empty] | 8A3-H9JJ | AEC - 101_103_103A | AEC-RTU-06 | ⬜ | Adult Education Building | 1 | No | AEC - 101_103_103A
Area 21 Adult Education Building: ESI ID # 698559109_964-957-840-0-9 / Meter # 698559109; Area 21 Adult Education Building Gas: Gas Meter # 2001167305, Gas Acct # 400290139 |  |  |  | AEC-RTU-07 | 124482 |  | ✔ | SZ |  |  | Minimum |  | DX | 1 | 5.0 Tons | 5 | No | Gas Heat | 1 | 80000.0 BTUs Per Hour |  |  |  | 80000 | [12 empty] | 8A3-H926 | AEC - 105 | AEC-RTU-07 | ⬜ | Adult Education Building | 1 | No | AEC - 105
Area 21 Adult Education Building: ESI ID # 698559109_964-957-840-0-9 / Meter # 698559109; Area 21 Adult Education Building Gas: Gas Meter # 2001167305, Gas Acct # 400290139 |  |  |  | AEC-RTU-08 | 124483 |  | ✔ | SZ |  |  | Minimum |  | DX | 1 | 5.0 Tons | 5 | No | Gas Heat | 1 | 72000.0 BTUs Per Hour |  |  |  | 72000 | [12 empty] | 8A3-HFLA | AEC - 216_218 | AEC-RTU-08 | ⬜ | Adult Education Building | 1 | No | AEC - 216_218
Area 21 Adult Education Building: ESI ID # 698559109_964-957-840-0-9 / Meter # 698559109; Area 21 Adult Education Building Gas: Gas Meter # 2001167305, Gas Acct # 400290139 |  |  |  | AEC-RTU-10 | 124485 |  | ✔ | SZ |  |  | None |  | DX | 1 | 5.0 Tons | 5 | No | Gas Heat | 1 | 80000.0 BTUs Per Hour |  |  |  | 80000 | [12 empty] | 8A3-H8ZW | AEC - 103C_103B | AEC-RTU-10 | ⬜ | Adult Education Building | 1 | No | AEC - 103C_103B
Area 21 Adult Education Building: ESI ID # 698559109_964-957-840-0-9 / Meter # 698559109; Area 21 Adult Education Building Gas: Gas Meter # 2001167305, Gas Acct # 400290139 |  |  |  | AEC-RTU-09 | 124484 |  | ✔ | SZ |  |  | Economizer |  | DX | 1 | 5.0 Tons | 5 | No | Gas Heat | 1 | 80000.0 BTUs Per Hour |  |  |  | 80000 | [12 empty] | 8A5-BC2V | AEC - 209_106_132 N | AEC-RTU-09 | ⬜ | Adult Education Building | 1 | No | AEC - 209_106_132 N
Area 21 Adult Education Building: ESI ID # 698559109_964-957-840-0-9 / Meter # 698559109; Area 21 Adult Education Building Gas: Gas Meter # 2001167305, Gas Acct # 400290139 |  |  |  | AEC-RTU-11 | 124486 |  | ✔ | SZ |  |  | Minimum |  | DX | 1 | 4.0 Tons | 4 | No | Gas Heat | 1 | 80000.0 BTUs Per Hour |  |  |  | 80000 | [12 empty] | 8A5-B99T | AEC - Main Office | AEC-RTU-11 | ⬜ | Adult Education Building | 1 | No | AEC - Main Office
Area 21 Adult Education Building: ESI ID # 698559109_964-957-840-0-9 / Meter # 698559109; Area 21 Adult Education Building Gas: Gas Meter # 2001167305, Gas Acct # 400290139 |  |  |  | AEC-RTU-12 | 124487 |  | ✔ | SZ |  |  | Minimum |  | DX | 1 | 5.0 Tons | 5 | No | Gas Heat | 1 | 80000.0 BTUs Per Hour |  |  |  | 80000 | [12 empty] | 8A3-HGJB | AEC - 134_211_132 S | AEC-RTU-12 | ⬜ | Adult Education Building | 1 | No | AEC - 134_211_132 S
Area 21 Adult Education Building: ESI ID # 698559109_964-957-840-0-9 / Meter # 698559109; Area 21 Adult Education Building Gas: Gas Meter # 2001167305, Gas Acct # 400290139 |  |  |  | AEC-RTU-13 | 124488 |  | ✔ | SZ |  |  | Minimum |  | DX | 1 | 5.0 Tons | 5 | No | Gas Heat | 1 | 80000.0 BTUs Per Hour |  |  |  | 80000 | [12 empty] | 8A3-H93U | AEC - 220 | AEC-RTU-13 | ⬜ | Adult Education Building | 1 | No | AEC - 220
Area 21 Adult Education Building: ESI ID # 698559109_964-957-840-0-9 / Meter # 698559109; Area 21 Adult Education Building Gas: Gas Meter # 2001167305, Gas Acct # 400290139 |  |  |  | AEC-RTU-14 | 124489 |  | ✔ | SZ |  |  | Minimum |  | DX | 1 | 7.5 Tons | 7.5 | No | Gas Heat | 1 | 120000.0 BTUs Per Hour |  |  |  | 120000 | [12 empty] | 8A3-E4TH | AEC - 104_121_102 | AEC-RTU-14 | ⬜ | Adult Education Building | 1 | No | AEC - 104_121_102
Area 21 Adult Education Building: ESI ID # 698559109_964-957-840-0-9 / Meter # 698559109; Area 21 Adult Education Building Gas: Gas Meter # 2001167305, Gas Acct # 400290139 |  |  |  | AEC-RTU-15 | 124490 |  | ✔ | SZ |  |  | Minimum |  | DX | 1 | 5.0 Tons | 5 | No | Gas Heat | 1 | 72000.0 BTUs Per Hour |  |  |  | 72000 | [12 empty] | 8A5-BJEH | AEC - 141_120_122_124 | AEC-RTU-15 | ⬜ | Adult Education Building | 1 | No | AEC - 141_120_122_124
Area 21 Adult Education Building: ESI ID # 698559109_964-957-840-0-9 / Meter # 698559109; Area 21 Adult Education Building Gas: Gas Meter # 2001167305, Gas Acct # 400290139 |  |  |  | AEC-RTU-16 | 124491 |  | ✔ | SZ |  |  | Minimum |  | DX | 1 | 5.0 Tons | 5 | No | Gas Heat | 1 | 72000.0 BTUs Per Hour |  |  |  | 72000 | [12 empty] | 8A3-HD7Q | AEC - 125-137_139 | AEC-RTU-16 | ⬜ | Adult Education Building | 1 | No | AEC - 125-137_139
Area 21 Adult Education Building: ESI ID # 698559109_964-957-840-0-9 / Meter # 698559109; Area 21 Adult Education Building Gas: Gas Meter # 2001167305, Gas Acct # 400290139 |  |  |  | AEC-RTU-17 | 124492 |  | ✔ | SZ |  |  | Minimum |  | DX | 1 | 5.0 Tons | 5 | No | Gas Heat | 1 | 80000.0 BTUs Per Hour |  |  |  | 80000 | [12 empty] | 8A3-HFPX | AEC - Commons 211 | AEC-RTU-17 | ⬜ | Adult Education Building | 1 | No | AEC - Commons 211
Area 21 Adult Education Building: ESI ID # 698559109_964-957-840-0-9 / Meter # 698559109; Area 21 Adult Education Building Gas: Gas Meter # 2001167305, Gas Acct # 400290139 |  |  |  | AEC-SS-18 | 124493 |  | ✔ | SZ |  |  | Minimum |  | DX | 1 | 15.0 Tons | 15 | No | Gas Heat | 1 | 180000.0 BTUs Per Hour |  |  |  | 180000 | [15 empty] | ⬜ | Adult Education Building | 1 | No | AEC - 150
Area 21 Adult Education Building: ESI ID # 698559109_964-957-840-0-9 / Meter # 698559109; Area 21 Adult Education Building Gas: Gas Meter # 2001167305, Gas Acct # 400290139 |  |  |  | AEC-RTU-19 | 124494 |  | ✔ | SZ |  |  | Minimum |  | DX | 1 | 5.0 Tons | 5 | No | Gas Heat | 1 | 72000.0 BTUs Per Hour |  |  |  | 72000 | [12 empty] | 8A3-H9RB | AEC - 142_140 | AEC-RTU-19 | ⬜ | Adult Education Building | 1 | No | AEC - 142_140
Area 21 Adult Education Building: ESI ID # 698559109_964-957-840-0-9 / Meter # 698559109; Area 21 Adult Education Building Gas: Gas Meter # 2001167305, Gas Acct # 400290139 |  |  |  | AEC-RTU-20 | 124495 |  | ✔ | SZ |  |  | None |  | DX | 1 | 4.0 Tons | 4 | No | Gas Heat | 1 | 80000.0 BTUs Per Hour |  |  |  | 80000 | [12 empty] | 8A3-HFMZ | AEC -138_A-D | AEC-RTU-20 | ⬜ | Adult Education Building | 1 | No | AEC -138_A-D
Area 21 Adult Education Building: ESI ID # 698559109_964-957-840-0-9 / Meter # 698559109; Area 21 Adult Education Building Gas: Gas Meter # 2001167305, Gas Acct # 400290139 |  |  |  | AEC-RTU-21 | 124496 |  | ✔ | SZ |  |  | Minimum |  | DX | 1 | 5.0 Tons | 5 | No | Gas Heat | 1 | 80000.0 BTUs Per Hour |  |  |  | 80000 | [12 empty] | 8A3-HKBF | AEC - 136 | AEC-RTU-21 | ⬜ | Adult Education Building | 1 | No | AEC - 136
Area 21 Adult Education Building: ESI ID # 698559109_964-957-840-0-9 / Meter # 698559109; Area 21 Adult Education Building Gas: Gas Meter # 2001167305, Gas Acct # 400290139 |  |  |  | AEC-RTU-22 | 124497 |  | ✔ | SZ |  |  | Minimum |  | DX | 1 | 5.0 Tons | 5 | No | Gas Heat | 1 | 80000.0 BTUs Per Hour |  |  |  | 80000 | [12 empty] | 8A3-H945 | AEC - Training | AEC-RTU-22 | ⬜ | Adult Education Building | 1 | No | AEC - Training
Area 21 Adult Education Building: ESI ID # 698559109_964-957-840-0-9 / Meter # 698559109; Area 21 Adult Education Building Gas: Gas Meter # 2001167305, Gas Acct # 400290139 |  |  |  | AEC-SS-23 | 124499 |  | ✔ | SZ |  |  | None |  | DX | 1 | 2.0 Tons | 2 | No | Electric ¦ Resistance | 1 | 7.5 kW |  | 7.5 | [14 empty] | 8A5-BDW8 | AEC - Fun House | AEC-SS-23 | ⬜ | Adult Education Building | 1 | No | AEC - Fun House
Area 21 Adult Education Building: ESI ID # 698559109_964-957-840-0-9 / Meter # 698559109; Area 21 Adult Education Building Gas: Gas Meter # 2001167305, Gas Acct # 400290139 |  |  |  | AEC-RTU-01 | 124476 |  | ✔ | SZ |  |  | Minimum |  | DX | 1 | 7.5 Tons | 7.5 | No | Gas Heat | 1 | 150000.0 BTUs Per Hour |  |  |  | 150000 | [12 empty] | 8A3-H9BQ | AEC - Auditorium W | AEC-RTU-01 | ⬜ | Adult Education Building | 1 | No | AEC - Auditorium W
Area 21 Adult Education Building: ESI ID # 698559109_964-957-840-0-9 / Meter # 698559109; Area 21 Adult Education Building Gas: Gas Meter # 2001167305, Gas Acct # 400290139 |  |  |  | AEC-RTU-05 | 124480 |  | ✔ | SZ |  |  | None |  | DX | 1 | 7.5 Tons | 7.5 | No | Electric ¦ Resistance | 1 | 27.0 kW |  | 27 | [14 empty] | 8A3-H8X8 | AEC - Auditorium E | AEC-RTU-05 | ⬜ | Adult Education Building | 1 | No | AEC - Auditorium E
Area 21 Adult Education Building: ESI ID # 698559109_964-957-840-0-9 / Meter # 698559109; Area 21 Adult Education Building Gas: Gas Meter # 2001167305, Gas Acct # 400290139 |  |  |  | AEC-UH-01 | 124498 |  | ✔ | SZ |  |  | None | [6 empty] | Gas Heat | 1 | 150000.0 BTUs Per Hour |  |  |  | 150000 | [12 empty] | 8A3-H893 | AEC - UH Garage East | AEC-UH-01 | ⬜ | Adult Education Building | 1 | No | AEC - UH Garage East
Area 21 Adult Education Building: ESI ID # 698559109_964-957-840-0-9 / Meter # 698559109; Area 21 Adult Education Building Gas: Gas Meter # 2001167305, Gas Acct # 400290139 |  |  |  | AEC-UH-02 | 124500 |  | ✔ | SZ |  |  | None | [6 empty] | Gas Heat | 1 | 150000.0 BTUs Per Hour |  |  |  | 150000 | [12 empty] | 8A3-H9SA | AEC - UH Garage West | AEC-UH-02 | ⬜ | Adult Education Building | 1 | No | AEC - UH Garage West
Area 23 North Chiller Plant: ESI ID # 698559041_964-957-840-0-9 / Meter # 698559041; Area 23 North Chiller Plant, Gussie Nell Davi: Gas Meter # 2003999280, Gas Acct # 628724
Area 24 Gussie Nell Davis Rangerette Residenc: ESI ID # 698559039_964-957-840-0-9 / Meter # 698559039; Area 23 North Chiller Plant, Gussie Nell Davi: Gas Meter # 2003999280, Gas Acct # 628724
Area 24 Gussie Nell Davis Rangerette Residenc: ESI ID # 698559039_964-957-840-0-9 / Meter # 698559039; Area 23 North Chiller Plant, Gussie Nell Davi: Gas Meter # 2003999280, Gas Acct # 628724 |  |  |  | GNDRR-AHU-02 | 124508 | 4-pipe | ✔ | SZ |  | 3200 | None |  | Chilled Water | 1 | 10.0 Tons | 10.03 |  | Hot Water | 1 | 83260.0 BTUs Per Hour |  |  |  | 83260 | [12 empty] | 8A3-G8E1 | GNDRR - Foyer_Offices | GNDRR-AHU-02 | ⬜ | Gussie Nell Davis Rangerette Residence | 1 | Yes | GNDRR - Foyer_Offices
Area 24 Gussie Nell Davis Rangerette Residenc: ESI ID # 698559039_964-957-840-0-9 / Meter # 698559039; Area 23 North Chiller Plant, Gussie Nell Davi: Gas Meter # 2003999280, Gas Acct # 628724 |  |  |  | GNDRR-AHU-01 | 124507 | 4-pipe | ✔ | SZ |  | 1600 | None |  | Chilled Water | 1 | 3.4 Tons | 3.42 |  | Hot Water | 1 | 41400.0 BTUs Per Hour |  |  |  | 41400 | [12 empty] | 8A3-F4D4 | GNDRR - 104 ManagerApt | GNDRR-AHU-01 | ⬜ | Gussie Nell Davis Rangerette Residence | 1 | Yes | GNDRR - 104 ManagerApt
Area 24 Gussie Nell Davis Rangerette Residenc: ESI ID # 698559039_964-957-840-0-9 / Meter # 698559039; Area 23 North Chiller Plant, Gussie Nell Davi: Gas Meter # 2003999280, Gas Acct # 628724 |  |  |  | GNDRR-AHU-04 | 124510 | 4-pipe | ✔ | SZ |  | 1200 | None |  | Chilled Water | 1 | 6.0 Tons | 5.9858 |  | Hot Water | 1 | 61690.0 BTUs Per Hour |  |  |  | 61690 | [12 empty] | 8A3-GBT9 | GNDRR - TV Room | GNDRR-AHU-04 | ⬜ | Gussie Nell Davis Rangerette Residence | 2 | Yes | GNDRR - TV Room
Area 24 Gussie Nell Davis Rangerette Residenc: ESI ID # 698559039_964-957-840-0-9 / Meter # 698559039; Area 23 North Chiller Plant, Gussie Nell Davi: Gas Meter # 2003999280, Gas Acct # 628724 |  |  |  | GNDRR-AHU-03 | 124509 | 4-pipe | ✔ | SZ |  | 2700 | None |  | Chilled Water | 1 | 8.8 Tons | 8.8058 |  | Hot Water | 1 | 76420.0 BTUs Per Hour |  |  |  | 76420 | [12 empty] | 8A3-G8PF | GNDRR - 118 Living Room | GNDRR-AHU-03 | ⬜ | Gussie Nell Davis Rangerette Residence | 1 | Yes | GNDRR - 118 Living Room
Area 24 Gussie Nell Davis Rangerette Residenc: ESI ID # 698559039_964-957-840-0-9 / Meter # 698559039; Area 23 North Chiller Plant, Gussie Nell Davi: Gas Meter # 2003999280, Gas Acct # 628724 |  |  |  | GNDRR-OAHU-01 | 124511 |  |  | OAHU | [7 empty] | 6.3725 | [23 empty] | ⬜ | Gussie Nell Davis Rangerette Residence | 1 |  | GNDRR - 1st Floor FCUs
Area 24 Gussie Nell Davis Rangerette Residenc: ESI ID # 698559039_964-957-840-0-9 / Meter # 698559039; Area 23 North Chiller Plant, Gussie Nell Davi: Gas Meter # 2003999280, Gas Acct # 628724 |  |  |  | GNDRR-OAHU-02 | 124512 | 4-pipe | ✔ | OAHU | 0.33 | 800 | Partial Economizer |  | Chilled Water | 1 | 6.4 Tons | 6.3725 |  | Hot Water | 1 | 55510.0 BTUs Per Hour |  |  |  | 55510 | [12 empty] | 8A3-F3L1 | GNDRR - 2nd Floor FCUs | GNDRR-OAHU-02 | ⬜ | Gussie Nell Davis Rangerette Residence | 2 | Yes | GNDRR - 2nd Floor FCUs
Area 24 Gussie Nell Davis Rangerette Residenc: ESI ID # 698559039_964-957-840-0-9 / Meter # 698559039; Area 23 North Chiller Plant, Gussie Nell Davi: Gas Meter # 2003999280, Gas Acct # 628724 |  |  |  | GNDRR-FCU-152 | 124513 |  | ✔ | SZ |  | 300 | None |  | Chilled Water | 1 | 0.6 Tons | 0.5592 | [20 empty] | 8A3-F9A3 | GNDRR - ElecRm 152 | GNDRR-FCU-152 | ⬜ | Gussie Nell Davis Rangerette Residence | 1 | No | GNDRR - ElecRm 152
Area 24 Gussie Nell Davis Rangerette Residenc: ESI ID # 698559039_964-957-840-0-9 / Meter # 698559039; Area 23 North Chiller Plant, Gussie Nell Davi: Gas Meter # 2003999280, Gas Acct # 628724 |  |  |  | GNDRR-FCU-237 | 124514 |  | ✔ | SZ |  | 300 | None |  | Chilled Water | 1 | 0.6 Tons | 0.5592 | [20 empty] | 8A3-FBDP | GNDRR - ElecRm 237 | GNDRR-FCU-237 | ⬜ | Gussie Nell Davis Rangerette Residence | 2 | Yes | GNDRR - ElecRm 237
Area 24 Gussie Nell Davis Rangerette Residenc: ESI ID # 698559039_964-957-840-0-9 / Meter # 698559039; Area 23 North Chiller Plant, Gussie Nell Davi: Gas Meter # 2003999280, Gas Acct # 628724 |  |  |  | GNDRR-FCU-123A | 124515 |  | ✔ | SZ |  | 300 | None |  | Chilled Water | 1 | 0.6 Tons | 0.5592 | [20 empty] | 8A5-BESZ | GNDRR - ElevatorRm 123A | GNDRR-FCU-123A | ⬜ | Gussie Nell Davis Rangerette Residence | 1 | Yes | GNDRR - ElevatorRm 123A
Area 24 Gussie Nell Davis Rangerette Residenc: ESI ID # 698559039_964-957-840-0-9 / Meter # 698559039; Area 23 North Chiller Plant, Gussie Nell Davi: Gas Meter # 2003999280, Gas Acct # 628724 |  |  |  | GNDRR-FCU-131 | 124516 | 4-pipe | ✔ | SZ |  | 300 | None |  | Chilled Water | 1 | 0.6 Tons | 0.5592 |  | Hot Water | 1 | 7680.0 BTUs Per Hour |  |  |  | 7680 | [12 empty] | 8A3-G5KN | GNDRR - 131 | GNDRR-FCU-131 | ⬜ | Gussie Nell Davis Rangerette Residence | 1 | Yes | GNDRR - 131
Area 24 Gussie Nell Davis Rangerette Residenc: ESI ID # 698559039_964-957-840-0-9 / Meter # 698559039; Area 23 North Chiller Plant, Gussie Nell Davi: Gas Meter # 2003999280, Gas Acct # 628724 |  |  |  | GNDRR-FCU-132 | 124517 | 4-pipe | ✔ | SZ |  | 300 | None |  | Chilled Water | 1 | 0.6 Tons | 0.5592 |  | Hot Water | 1 | 7680.0 BTUs Per Hour |  |  |  | 7680 | [12 empty] | 8A3-GA83 | GNDRR - 132 | GNDRR-FCU-132 | ⬜ | Gussie Nell Davis Rangerette Residence | 1 | Yes | GNDRR - 132
Area 24 Gussie Nell Davis Rangerette Residenc: ESI ID # 698559039_964-957-840-0-9 / Meter # 698559039; Area 23 North Chiller Plant, Gussie Nell Davi: Gas Meter # 2003999280, Gas Acct # 628724 |  |  |  | GNDRR-FCU-133 | 124518 | 4-pipe | ✔ | SZ |  | 300 | None |  | Chilled Water | 1 | 0.6 Tons | 0.5592 |  | Hot Water | 1 | 7680.0 BTUs Per Hour |  |  |  | 7680 | [12 empty] | 8A3-F4F3 | GNDRR - 133 | GNDRR-FCU-133 | ⬜ | Gussie Nell Davis Rangerette Residence | 1 | No | GNDRR - 133
Area 24 Gussie Nell Davis Rangerette Residenc: ESI ID # 698559039_964-957-840-0-9 / Meter # 698559039; Area 23 North Chiller Plant, Gussie Nell Davi: Gas Meter # 2003999280, Gas Acct # 628724 |  |  |  | GNDRR-FCU-135 | 124519 | 4-pipe | ✔ | SZ |  | 300 | None |  | Chilled Water | 1 | 0.6 Tons | 0.5592 |  | Hot Water | 1 | 7680.0 BTUs Per Hour |  |  |  | 7680 | [12 empty] | 8A3-FBQC | GNDRR - 135 | GNDRR-FCU-135 | ⬜ | Gussie Nell Davis Rangerette Residence | 1 | Yes | GNDRR - 135
Area 24 Gussie Nell Davis Rangerette Residenc: ESI ID # 698559039_964-957-840-0-9 / Meter # 698559039; Area 23 North Chiller Plant, Gussie Nell Davi: Gas Meter # 2003999280, Gas Acct # 628724 |  |  |  | GNDRR-FCU-136 | 124520 | 4-pipe | ✔ | SZ |  | 300 | None |  | Chilled Water | 1 | 0.6 Tons | 0.5592 |  | Hot Water | 1 | 7680.0 BTUs Per Hour |  |  |  | 7680 | [12 empty] | 8A3-GANE | GNDRR - 136 | GNDRR-FCU-136 | ⬜ | Gussie Nell Davis Rangerette Residence | 1 | Yes | GNDRR - 136
Area 24 Gussie Nell Davis Rangerette Residenc: ESI ID # 698559039_964-957-840-0-9 / Meter # 698559039; Area 23 North Chiller Plant, Gussie Nell Davi: Gas Meter # 2003999280, Gas Acct # 628724 |  |  |  | GNDRR-FCU-137 | 124521 | 4-pipe | ✔ | SZ |  | 300 | None |  | Chilled Water | 1 | 0.6 Tons | 0.5592 |  | Hot Water | 1 | 7680.0 BTUs Per Hour |  |  |  | 7680 | [12 empty] | 8A3-F4ES | GNDRR - 137 | GNDRR-FCU-137 | ⬜ | Gussie Nell Davis Rangerette Residence | 1 | Yes | GNDRR - 137
Area 24 Gussie Nell Davis Rangerette Residenc: ESI ID # 698559039_964-957-840-0-9 / Meter # 698559039; Area 23 North Chiller Plant, Gussie Nell Davi: Gas Meter # 2003999280, Gas Acct # 628724 |  |  |  | GNDRR-FCU-139 | 124522 | 4-pipe | ✔ | SZ |  | 300 | None |  | Chilled Water | 1 | 0.6 Tons | 0.5592 |  | Hot Water | 1 | 7680.0 BTUs Per Hour |  |  |  | 7680 | [12 empty] | 8A3-F3TH | GNDRR - 139 | GNDRR-FCU-139 | ⬜ | Gussie Nell Davis Rangerette Residence | 1 | Yes | GNDRR - 139
Area 24 Gussie Nell Davis Rangerette Residenc: ESI ID # 698559039_964-957-840-0-9 / Meter # 698559039; Area 23 North Chiller Plant, Gussie Nell Davi: Gas Meter # 2003999280, Gas Acct # 628724 |  |  |  | GNDRR-FCU-140 | 124523 | 4-pipe | ✔ | SZ |  | 300 | None |  | Chilled Water | 1 | 0.6 Tons | 0.5592 |  | Hot Water | 1 | 7680.0 BTUs Per Hour |  |  |  | 7680 | [12 empty] | 8A3-F9GN | GNDRR - 140 | GNDRR-FCU-140 | ⬜ | Gussie Nell Davis Rangerette Residence | 1 | No | GNDRR - 140
Area 24 Gussie Nell Davis Rangerette Residenc: ESI ID # 698559039_964-957-840-0-9 / Meter # 698559039; Area 23 North Chiller Plant, Gussie Nell Davi: Gas Meter # 2003999280, Gas Acct # 628724 |  |  |  | GNDRR-FCU-141 | 124524 | 4-pipe | ✔ | SZ |  | 300 | None |  | Chilled Water | 1 | 0.6 Tons | 0.5592 |  | Hot Water | 1 | 7680.0 BTUs Per Hour |  |  |  | 7680 | [12 empty] | 8A5-B8AT | GNDRR - 141 | GNDRR-FCU-141 | ⬜ | Gussie Nell Davis Rangerette Residence | 1 | No | GNDRR - 141
Area 24 Gussie Nell Davis Rangerette Residenc: ESI ID # 698559039_964-957-840-0-9 / Meter # 698559039; Area 23 North Chiller Plant, Gussie Nell Davi: Gas Meter # 2003999280, Gas Acct # 628724 |  |  |  | GNDRR-FCU-142 | 124525 | 4-pipe | ✔ | SZ |  | 300 | None |  | Chilled Water | 1 | 0.6 Tons | 0.5592 |  | Hot Water | 1 | 7680.0 BTUs Per Hour |  |  |  | 7680 | [12 empty] | 8A3-F8VA | GNDRR - 142 | GNDRR-FCU-142 | ⬜ | Gussie Nell Davis Rangerette Residence | 1 | Yes | GNDRR - 142
Area 24 Gussie Nell Davis Rangerette Residenc: ESI ID # 698559039_964-957-840-0-9 / Meter # 698559039; Area 23 North Chiller Plant, Gussie Nell Davi: Gas Meter # 2003999280, Gas Acct # 628724 |  |  |  | GNDRR-FCU-144 | 124526 | 4-pipe | ✔ | SZ |  | 300 | None |  | Chilled Water | 1 | 0.6 Tons | 0.5592 |  | Hot Water | 1 | 7680.0 BTUs Per Hour |  |  |  | 7680 | [12 empty] | 8A3-F856 | GNDRR - 144 | GNDRR-FCU-144 | ⬜ | Gussie Nell Davis Rangerette Residence | 1 | Yes | GNDRR - 144
Area 24 Gussie Nell Davis Rangerette Residenc: ESI ID # 698559039_964-957-840-0-9 / Meter # 698559039; Area 23 North Chiller Plant, Gussie Nell Davi: Gas Meter # 2003999280, Gas Acct # 628724 |  |  |  | GNDRR-FCU-146 | 124527 | 4-pipe | ✔ | SZ |  | 300 | None |  | Chilled Water | 1 | 0.6 Tons | 0.5592 |  | Hot Water | 1 | 7680.0 BTUs Per Hour |  |  |  | 7680 | [12 empty] | 8A3-FASB | GNDRR - 146 | GNDRR-FCU-146 | ⬜ | Gussie Nell Davis Rangerette Residence | 1 | No | GNDRR - 146
Area 24 Gussie Nell Davis Rangerette Residenc: ESI ID # 698559039_964-957-840-0-9 / Meter # 698559039; Area 23 North Chiller Plant, Gussie Nell Davi: Gas Meter # 2003999280, Gas Acct # 628724 |  |  |  | GNDRR-FCU-147 | 124528 | 4-pipe | ✔ | SZ |  | 300 | None |  | Chilled Water | 1 | 0.6 Tons | 0.5592 |  | Hot Water | 1 | 7680.0 BTUs Per Hour |  |  |  | 7680 | [12 empty] | 8A3-FBA2 | GNDRR - 147 | GNDRR-FCU-147 | ⬜ | Gussie Nell Davis Rangerette Residence | 1 | No | GNDRR - 147
Area 24 Gussie Nell Davis Rangerette Residenc: ESI ID # 698559039_964-957-840-0-9 / Meter # 698559039; Area 23 North Chiller Plant, Gussie Nell Davi: Gas Meter # 2003999280, Gas Acct # 628724 |  |  |  | GNDRR-FCU-148 | 124529 | 4-pipe | ✔ | SZ |  | 300 | None |  | Chilled Water | 1 | 0.6 Tons | 0.5592 |  | Hot Water | 1 | 7680.0 BTUs Per Hour |  |  |  | 7680 | [12 empty] | 8A3-FBMF | GNDRR - 148 | GNDRR-FCU-148 | ⬜ | Gussie Nell Davis Rangerette Residence | 1 | No | GNDRR - 148
Area 24 Gussie Nell Davis Rangerette Residenc: ESI ID # 698559039_964-957-840-0-9 / Meter # 698559039; Area 23 North Chiller Plant, Gussie Nell Davi: Gas Meter # 2003999280, Gas Acct # 628724 |  |  |  | GNDRR-FCU-215 | 124530 | 4-pipe | ✔ | SZ |  | 300 | None |  | Chilled Water | 1 | 0.6 Tons | 0.5592 |  | Hot Water | 1 | 7680.0 BTUs Per Hour |  |  |  | 7680 | [12 empty] | 8A3-G9UZ | GNDRR - 215 | GNDRR-FCU-215 | ⬜ | Gussie Nell Davis Rangerette Residence | 1 | No | GNDRR - 215
Area 24 Gussie Nell Davis Rangerette Residenc: ESI ID # 698559039_964-957-840-0-9 / Meter # 698559039; Area 23 North Chiller Plant, Gussie Nell Davi: Gas Meter # 2003999280, Gas Acct # 628724 |  |  |  | GNDRR-FCU-216 | 124531 | 4-pipe | ✔ | SZ |  | 300 | Minimum |  | Chilled Water | 1 | 0.6 Tons | 0.5592 |  | Hot Water | 1 | 7680.0 BTUs Per Hour |  |  |  | 7680 | [12 empty] | 8A3-GC61 | GNDRR - 216 | GNDRR-FCU-216 | ⬜ | Gussie Nell Davis Rangerette Residence | 1 | No | GNDRR - 216
Area 24 Gussie Nell Davis Rangerette Residenc: ESI ID # 698559039_964-957-840-0-9 / Meter # 698559039; Area 23 North Chiller Plant, Gussie Nell Davi: Gas Meter # 2003999280, Gas Acct # 628724 |  |  |  | GNDRR-FCU-217 | 124532 | 4-pipe | ✔ | SZ |  | 300 | None |  | Chilled Water | 1 | 0.6 Tons | 0.5592 |  | Hot Water | 1 | 7680.0 BTUs Per Hour |  |  |  | 7680 | [12 empty] | 8A3-F4AU | GNDRR - 217 | GNDRR-FCU-217 | ⬜ | Gussie Nell Davis Rangerette Residence | 1 | No | GNDRR - 217
Area 24 Gussie Nell Davis Rangerette Residenc: ESI ID # 698559039_964-957-840-0-9 / Meter # 698559039; Area 23 North Chiller Plant, Gussie Nell Davi: Gas Meter # 2003999280, Gas Acct # 628724 |  |  |  | GNDRR-FCU-219 | 124533 | 4-pipe | ✔ | SZ |  | 300 | None |  | Chilled Water | 1 | 0.6 Tons | 0.5592 |  | Hot Water | 1 | 7680.0 BTUs Per Hour |  |  |  | 7680 | [12 empty] | 8A3-G6FQ | GNDRR - 219 | GNDRR-FCU-219 | ⬜ | Gussie Nell Davis Rangerette Residence | 1 | No | GNDRR - 219
Area 24 Gussie Nell Davis Rangerette Residenc: ESI ID # 698559039_964-957-840-0-9 / Meter # 698559039; Area 23 North Chiller Plant, Gussie Nell Davi: Gas Meter # 2003999280, Gas Acct # 628724 |  |  |  | GNDRR-FCU-221 | 124535 | 4-pipe | ✔ | SZ |  | 300 | None |  | Chilled Water | 1 | 0.6 Tons | 0.5592 |  | Hot Water | 1 | 7680.0 BTUs Per Hour |  |  |  | 7680 | [12 empty] | 8A3-G5UD | GNDRR - 221 | GNDRR-FCU-221 | ⬜ | Gussie Nell Davis Rangerette Residence | 1 | No | GNDRR - 221
Area 24 Gussie Nell Davis Rangerette Residenc: ESI ID # 698559039_964-957-840-0-9 / Meter # 698559039; Area 23 North Chiller Plant, Gussie Nell Davi: Gas Meter # 2003999280, Gas Acct # 628724 |  |  |  | GNDRR-FCU-220 | 124534 | 4-pipe | ✔ | SZ |  | 300 | None |  | Chilled Water | 1 | 0.6 Tons | 0.5592 |  | Hot Water | 1 | 7680.0 BTUs Per Hour |  |  |  | 7680 | [12 empty] | 8A3-G5SF | GNDRR - 220 | GNDRR-FCU-220 | ⬜ | Gussie Nell Davis Rangerette Residence | 1 | No | GNDRR - 220
Area 24 Gussie Nell Davis Rangerette Residenc: ESI ID # 698559039_964-957-840-0-9 / Meter # 698559039; Area 23 North Chiller Plant, Gussie Nell Davi: Gas Meter # 2003999280, Gas Acct # 628724 |  |  |  | GNDRR-FCU-223 | 124536 | 4-pipe | ✔ | SZ |  | 300 | None |  | Chilled Water | 1 | 0.6 Tons | 0.5592 |  | Hot Water | 1 | 7680.0 BTUs Per Hour |  |  |  | 7680 | [12 empty] | 8A3-F35X | GNDRR - 223 | GNDRR-FCU-223 | ⬜ | Gussie Nell Davis Rangerette Residence | 1 | No | GNDRR - 223
Area 24 Gussie Nell Davis Rangerette Residenc: ESI ID # 698559039_964-957-840-0-9 / Meter # 698559039; Area 23 North Chiller Plant, Gussie Nell Davi: Gas Meter # 2003999280, Gas Acct # 628724 |  |  |  | GNDRR-FCU-224 | 124537 | 4-pipe | ✔ | SZ |  | 300 | None |  | Chilled Water | 1 | 0.6 Tons | 0.5592 |  | Hot Water | 1 | 7680.0 BTUs Per Hour |  |  |  | 7680 | [12 empty] | 8A3-F3UG | GNDRR - 224 | GNDRR-FCU-224 | ⬜ | Gussie Nell Davis Rangerette Residence | 1 | Yes | GNDRR - 224
Area 24 Gussie Nell Davis Rangerette Residenc: ESI ID # 698559039_964-957-840-0-9 / Meter # 698559039; Area 23 North Chiller Plant, Gussie Nell Davi: Gas Meter # 2003999280, Gas Acct # 628724 |  |  |  | GNDRR-FCU-225 | 124538 |  | ✔ | SZ |  | 300 | None |  | Chilled Water | 1 | 0.6 Tons | 0.5592 | [20 empty] | 8A3-F48V | GNDRR - 225 | GNDRR-FCU-225 | ⬜ | Gussie Nell Davis Rangerette Residence | 1 | Yes | GNDRR - 225
Area 24 Gussie Nell Davis Rangerette Residenc: ESI ID # 698559039_964-957-840-0-9 / Meter # 698559039; Area 23 North Chiller Plant, Gussie Nell Davi: Gas Meter # 2003999280, Gas Acct # 628724 |  |  |  | GNDRR-FCU-230 | 124541 | 4-pipe | ✔ | SZ |  | 300 | None |  | Chilled Water | 1 | 0.6 Tons | 0.5592 |  | Hot Water | 1 | 7680.0 BTUs Per Hour |  |  |  | 7680 | [12 empty] | 8A3-G89S | GNDRR - 230 | GNDRR-FCU-230 | ⬜ | Gussie Nell Davis Rangerette Residence | 1 | Yes | GNDRR - 230
Area 24 Gussie Nell Davis Rangerette Residenc: ESI ID # 698559039_964-957-840-0-9 / Meter # 698559039; Area 23 North Chiller Plant, Gussie Nell Davi: Gas Meter # 2003999280, Gas Acct # 628724 |  |  |  | GNDRR-FCU-226 | 124539 | 4-pipe | ✔ | SZ |  | 300 | None |  | Chilled Water | 1 | 0.6 Tons | 0.5592 |  | Hot Water | 1 | 7680.0 BTUs Per Hour |  |  |  | 7680 | [12 empty] | 8A3-F3KQ | GNDRR - 226 | GNDRR-FCU-226 | ⬜ | Gussie Nell Davis Rangerette Residence | 1 | No | GNDRR - 226
Area 24 Gussie Nell Davis Rangerette Residenc: ESI ID # 698559039_964-957-840-0-9 / Meter # 698559039; Area 23 North Chiller Plant, Gussie Nell Davi: Gas Meter # 2003999280, Gas Acct # 628724 |  |  |  | GNDRR-FCU-232 | 124543 | 4-pipe | ✔ | SZ |  | 300 | None |  | Chilled Water | 1 | 0.6 Tons | 0.5592 |  | Hot Water | 1 | 7680.0 BTUs Per Hour |  |  |  | 7680 | [12 empty] | 8A3-GA9R | GNDRR - 232 | GNDRR-FCU-232 | ⬜ | Gussie Nell Davis Rangerette Residence | 1 | Yes | GNDRR - 232
Area 24 Gussie Nell Davis Rangerette Residenc: ESI ID # 698559039_964-957-840-0-9 / Meter # 698559039; Area 23 North Chiller Plant, Gussie Nell Davi: Gas Meter # 2003999280, Gas Acct # 628724 |  |  |  | GNDRR-FCU-233 | 124544 | 4-pipe | ✔ | SZ |  | 300 | None |  | Chilled Water | 1 | 0.6 Tons | 0.5592 |  | Hot Water | 1 | 7680.0 BTUs Per Hour |  |  |  | 7680 | [12 empty] | 8A3-G7UB | GNDRR - 233 | GNDRR-FCU-233 | ⬜ | Gussie Nell Davis Rangerette Residence | 1 | Yes | GNDRR - 233
Area 24 Gussie Nell Davis Rangerette Residenc: ESI ID # 698559039_964-957-840-0-9 / Meter # 698559039; Area 23 North Chiller Plant, Gussie Nell Davi: Gas Meter # 2003999280, Gas Acct # 628724 |  |  |  | GNDRR-FCU-231 | 124542 | 4-pipe | ✔ | SZ |  | 300 | None |  | Chilled Water | 1 | 0.6 Tons | 0.5592 |  | Hot Water | 1 | 7680.0 BTUs Per Hour |  |  |  | 7680 | [12 empty] | 8A3-F3TH | GNDRR - 231 | GNDRR-FCU-231 | ⬜ | Gussie Nell Davis Rangerette Residence | 1 | No | GNDRR - 231
Area 24 Gussie Nell Davis Rangerette Residenc: ESI ID # 698559039_964-957-840-0-9 / Meter # 698559039; Area 23 North Chiller Plant, Gussie Nell Davi: Gas Meter # 2003999280, Gas Acct # 628724 |  |  |  | GNDRR-FCU-228 | 124540 | 4-pipe | ✔ | SZ |  | 300 | None |  | Chilled Water | 1 | 0.6 Tons | 0.5592 |  | Hot Water | 1 | 7680.0 BTUs Per Hour |  |  |  | 7680 | [12 empty] | 8A3-F286 | GNDRR - 228 | GNDRR-FCU-228 | ⬜ | Gussie Nell Davis Rangerette Residence | 1 | Yes | GNDRR - 228
Area 24 Gussie Nell Davis Rangerette Residenc: ESI ID # 698559039_964-957-840-0-9 / Meter # 698559039; Area 23 North Chiller Plant, Gussie Nell Davi: Gas Meter # 2003999280, Gas Acct # 628724 |  |  |  | GNDRR-FCU-238 | 124546 | 4-pipe | ✔ | SZ |  | 400 | None |  | Chilled Water | 1 | 1.0 Tons | 0.9692 |  | Hot Water | 1 | 11800.0 BTUs Per Hour |  |  |  | 11800 | [12 empty] | 8A3-G8Z8 | GNDRR - 238 Laundry | GNDRR-FCU-238 | ⬜ | Gussie Nell Davis Rangerette Residence | 1 | No | GNDRR - 238 Laundry
Area 24 Gussie Nell Davis Rangerette Residenc: ESI ID # 698559039_964-957-840-0-9 / Meter # 698559039; Area 23 North Chiller Plant, Gussie Nell Davi: Gas Meter # 2003999280, Gas Acct # 628724 |  |  |  | GNDRR-FCU-153 | 124545 | 4-pipe | ✔ | SZ |  | 400 | None |  | Chilled Water | 1 | 1.0 Tons | 0.9692 |  | Hot Water | 1 | 11800.0 BTUs Per Hour |  |  |  | 11800 | [12 empty] | 8A3-F9E1 | GNDRR - 153 Laundry | GNDRR-FCU-153 | ⬜ | Gussie Nell Davis Rangerette Residence | 1 | Yes | GNDRR - 153 Laundry
Area 24 Gussie Nell Davis Rangerette Residenc: ESI ID # 698559039_964-957-840-0-9 / Meter # 698559039; Area 23 North Chiller Plant, Gussie Nell Davi: Gas Meter # 2003999280, Gas Acct # 628724 |  |  |  | GNDRR-FCU-130 | 124547 | 4-pipe | ✔ | SZ |  | 400 | None |  | Chilled Water | 1 | 1.0 Tons | 0.9692 |  | Hot Water | 1 | 11800.0 BTUs Per Hour |  |  |  | 11800 | [12 empty] | 8A3-G955 | GNDRR - 130 | GNDRR-FCU-130 | ⬜ | Gussie Nell Davis Rangerette Residence | 1 | Yes | GNDRR - 130
Area 24 Gussie Nell Davis Rangerette Residenc: ESI ID # 698559039_964-957-840-0-9 / Meter # 698559039; Area 23 North Chiller Plant, Gussie Nell Davi: Gas Meter # 2003999280, Gas Acct # 628724 |  |  |  | GNDRR-FCU-134 | 124548 | 4-pipe | ✔ | SZ |  | 400 | Minimum |  | Chilled Water | 1 | 1.0 Tons | 0.9692 |  | Hot Water | 1 | 11800.0 BTUs Per Hour |  |  |  | 11800 | [12 empty] | 8A3-HAX7 | GNDRR - 134 | GNDRR-FCU-134 | ⬜ | Gussie Nell Davis Rangerette Residence | 1 | Yes | GNDRR - 134
Area 24 Gussie Nell Davis Rangerette Residenc: ESI ID # 698559039_964-957-840-0-9 / Meter # 698559039; Area 23 North Chiller Plant, Gussie Nell Davi: Gas Meter # 2003999280, Gas Acct # 628724 |  |  |  | GNDRR-FCU-138 | 124549 | 4-pipe | ✔ | SZ |  | 400 | None |  | Chilled Water | 1 | 1.0 Tons | 0.9692 |  | Hot Water | 1 | 11800.0 BTUs Per Hour |  |  |  | 11800 | [12 empty] | 8A3-F9NG | GNDRR - 138 | GNDRR-FCU-138 | ⬜ | Gussie Nell Davis Rangerette Residence | 1 | No | GNDRR - 138
Area 24 Gussie Nell Davis Rangerette Residenc: ESI ID # 698559039_964-957-840-0-9 / Meter # 698559039; Area 23 North Chiller Plant, Gussie Nell Davi: Gas Meter # 2003999280, Gas Acct # 628724 |  |  |  | GNDRR-FCU-143 | 124550 | 4-pipe | ✔ | SZ |  | 400 | None |  | Chilled Water | 1 | 1.0 Tons | 0.9692 |  | Hot Water | 1 | 11800.0 BTUs Per Hour |  |  |  | 11800 | [12 empty] | 8A3-F84V | GNDRR - 143 | GNDRR-FCU-143 | ⬜ | Gussie Nell Davis Rangerette Residence | 1 | Yes | GNDRR - 143
Area 24 Gussie Nell Davis Rangerette Residenc: ESI ID # 698559039_964-957-840-0-9 / Meter # 698559039; Area 23 North Chiller Plant, Gussie Nell Davi: Gas Meter # 2003999280, Gas Acct # 628724 |  |  |  | GNDRR-FCU-145 | 124551 | 4-pipe | ✔ | SZ |  | 400 | None |  | Chilled Water | 1 | 1.0 Tons | 0.9692 |  | Hot Water | 1 | 11800.0 BTUs Per Hour |  |  |  | 11800 | [12 empty] | 8A3-F7A4 | GNDRR - 145 | GNDRR-FCU-145 | ⬜ | Gussie Nell Davis Rangerette Residence | 1 | Yes | GNDRR - 145
Area 24 Gussie Nell Davis Rangerette Residenc: ESI ID # 698559039_964-957-840-0-9 / Meter # 698559039; Area 23 North Chiller Plant, Gussie Nell Davi: Gas Meter # 2003999280, Gas Acct # 628724 |  |  |  | GNDRR-FCU-149 | 124552 | 4-pipe | ✔ | SZ |  | 400 | None |  | Chilled Water | 1 | 1.0 Tons | 0.9692 |  | Hot Water | 1 | 11800.0 BTUs Per Hour |  |  |  | 11800 | [12 empty] | 8A3-JKDC | GNDRR - 149 | GNDRR-FCU-149 | ⬜ | Gussie Nell Davis Rangerette Residence | 1 | Yes | GNDRR - 149
Area 24 Gussie Nell Davis Rangerette Residenc: ESI ID # 698559039_964-957-840-0-9 / Meter # 698559039; Area 23 North Chiller Plant, Gussie Nell Davi: Gas Meter # 2003999280, Gas Acct # 628724 |  |  |  | GNDRR-FCU-214 | 124553 | 4-pipe | ✔ | SZ |  | 400 | None |  | Chilled Water | 1 | 1.0 Tons | 0.9692 |  | Hot Water | 1 | 11800.0 BTUs Per Hour |  |  |  | 11800 | [12 empty] | 8A3-G94U | GNDRR - 214 | GNDRR-FCU-214 | ⬜ | Gussie Nell Davis Rangerette Residence | 1 | No | GNDRR - 214
Area 24 Gussie Nell Davis Rangerette Residenc: ESI ID # 698559039_964-957-840-0-9 / Meter # 698559039; Area 23 North Chiller Plant, Gussie Nell Davi: Gas Meter # 2003999280, Gas Acct # 628724 |  |  |  | GNDRR-FCU-218 | 124554 |  | ✔ | SZ |  | 400 | None |  | Chilled Water | 1 | 1.0 Tons | 0.9692 | [20 empty] | 8A3-F21C | GNDRR - 218 | GNDRR-FCU-218 | ⬜ | Gussie Nell Davis Rangerette Residence | 1 | Yes | GNDRR - 218
Area 24 Gussie Nell Davis Rangerette Residenc: ESI ID # 698559039_964-957-840-0-9 / Meter # 698559039; Area 23 North Chiller Plant, Gussie Nell Davi: Gas Meter # 2003999280, Gas Acct # 628724 |  |  |  | GNDRR-FCU-222 | 124555 | 4-pipe | ✔ | SZ |  | 400 | None |  | Chilled Water | 1 | 1.0 Tons | 0.9692 |  | Hot Water | 1 | 11800.0 BTUs Per Hour |  |  |  | 11800 | [12 empty] | 8A3-GBJH | GNDRR - 222 | GNDRR-FCU-222 | ⬜ | Gussie Nell Davis Rangerette Residence | 1 | No | GNDRR - 222
Area 24 Gussie Nell Davis Rangerette Residenc: ESI ID # 698559039_964-957-840-0-9 / Meter # 698559039; Area 23 North Chiller Plant, Gussie Nell Davi: Gas Meter # 2003999280, Gas Acct # 628724 |  |  |  | GNDRR-FCU-227 | 124556 | 4-pipe | ✔ | SZ |  | 400 | None |  | Chilled Water | 1 | 1.0 Tons | 0.9692 |  | Hot Water | 1 | 11800.0 BTUs Per Hour |  |  |  | 11800 | [12 empty] | 8A3-F368 | GNDRR - 227 | GNDRR-FCU-227 | ⬜ | Gussie Nell Davis Rangerette Residence | 1 | No | GNDRR - 227
Area 24 Gussie Nell Davis Rangerette Residenc: ESI ID # 698559039_964-957-840-0-9 / Meter # 698559039; Area 23 North Chiller Plant, Gussie Nell Davi: Gas Meter # 2003999280, Gas Acct # 628724 |  |  |  | GNDRR-FCU-229 | 124557 | 4-pipe | ✔ | SZ |  | 400 | Minimum |  | Chilled Water | 1 | 1.0 Tons | 0.9692 |  | Hot Water | 1 | 11800.0 BTUs Per Hour |  |  |  | 11800 | [12 empty] | 8A3-F349 | GNDRR - 229 | GNDRR-FCU-229 | ⬜ | Gussie Nell Davis Rangerette Residence | 1 | No | GNDRR - 229
Area 24 Gussie Nell Davis Rangerette Residenc: ESI ID # 698559039_964-957-840-0-9 / Meter # 698559039; Area 23 North Chiller Plant, Gussie Nell Davi: Gas Meter # 2003999280, Gas Acct # 628724 |  |  |  | GNDRR-FCU-235 | 124558 | 4-pipe | ✔ | SZ |  | 800 | None |  | Chilled Water | 1 | 1.9 Tons | 1.9383 |  | Hot Water | 1 | 25820.0 BTUs Per Hour |  |  |  | 25820 | [12 empty] | 8A3-JK8H | GNDRR - 235 | GNDRR-FCU-235 | ⬜ | Gussie Nell Davis Rangerette Residence | 1 | Yes | GNDRR - 235
Area 25 Dodson: ESI ID # 698559038_964-957-840-0-9 / Meter # 698559038; Area 23 North Chiller Plant, Gussie Nell Davi: Gas Meter # 2003999280, Gas Acct # 628724
Area 25 Dodson: ESI ID # 698559038_964-957-840-0-9 / Meter # 698559038; Area 23 North Chiller Plant, Gussie Nell Davi: Gas Meter # 2003999280, Gas Acct # 628724 |  |  |  | WLDA-AHU-01 | 124559 |  | ✔ | SZ |  |  | Economizer |  | Chilled Water | 1 | 18.8 Tons | 18.825 | [20 empty] | 8A3-FAHL | WLDA - Stage | WLDA-AHU-01 | ⬜ | W.L. Dodson Auditorium | 1 | No | WLDA - Stage AHU
Area 25 Dodson: ESI ID # 698559038_964-957-840-0-9 / Meter # 698559038; Area 23 North Chiller Plant, Gussie Nell Davi: Gas Meter # 2003999280, Gas Acct # 628724 |  |  |  | WLDA-AHU-03 | 124561 | 4-pipe | ✔ | SZ | 5 | 4200 | Economizer |  | Chilled Water | 1 | 13.2 Tons | 13.1917 |  | Hot Water | 1 | 136600.0 BTUs Per Hour |  |  |  | 136600 | [12 empty] | 8A3-FBW8 | WLDA - Floor 2 RR_Lobby | WLDA-AHU-03 | ⬜ | W.L. Dodson Auditorium | 2 | No | WLDA - Floor 2 RR_Lobby
Area 25 Dodson: ESI ID # 698559038_964-957-840-0-9 / Meter # 698559038; Area 23 North Chiller Plant, Gussie Nell Davi: Gas Meter # 2003999280, Gas Acct # 628724 |  |  |  | WLDA-FCU-01 | 124562 |  | ✔ | SZ |  |  | None | [6 empty] | Hot Water | 1 | 60000.0 BTUs Per Hour |  |  |  | 60000 | [12 empty] | 8A5-B7G2 | WLDA - Entry East | WLDA-FCU-01 | ⬜ | W.L. Dodson Auditorium | 1 | No | WLDA - Entry East
Area 25 Dodson: ESI ID # 698559038_964-957-840-0-9 / Meter # 698559038; Area 23 North Chiller Plant, Gussie Nell Davi: Gas Meter # 2003999280, Gas Acct # 628724 |  |  |  | WLDA-FCU-02 | 124563 |  | ✔ | SZ |  |  | None | [6 empty] | Hot Water | 1 | 72000.0 BTUs Per Hour |  |  |  | 72000 | [12 empty] | 8A3-E3PN | WLDA - Entry West | WLDA-FCU-02 | ⬜ | W.L. Dodson Auditorium | 1 | No | WLDA - Entry West
Area 25 Dodson: ESI ID # 698559038_964-957-840-0-9 / Meter # 698559038; Area 23 North Chiller Plant, Gussie Nell Davi: Gas Meter # 2003999280, Gas Acct # 628724 |  |  |  | WLDA-UH-01 | 124564 |  | ✔ | SZ |  |  | None | [6 empty] | Hot Water | 1 | 12600.0 BTUs Per Hour |  |  |  | 12600 | [12 empty] | 8A5-B7MM | WLDA - Lobby East | WLDA-UH-01 | ⬜ | W.L. Dodson Auditorium | 1 | No | WLDA - Lobby East
Area 25 Dodson: ESI ID # 698559038_964-957-840-0-9 / Meter # 698559038; Area 23 North Chiller Plant, Gussie Nell Davi: Gas Meter # 2003999280, Gas Acct # 628724 |  |  |  | WLDA-UH-02 | 124565 |  | ✔ | SZ |  |  | None | [6 empty] | Hot Water | 1 | 19560.0 BTUs Per Hour |  |  |  | 19560 | [12 empty] | 8A3-F8KL | WLDA - Lobby West | WLDA-UH-02 | ⬜ | W.L. Dodson Auditorium | 1 | No | WLDA - Lobby West
Area 25 Dodson: ESI ID # 698559038_964-957-840-0-9 / Meter # 698559038; Area 23 North Chiller Plant, Gussie Nell Davi: Gas Meter # 2003999280, Gas Acct # 628724 |  |  |  | WLDA-MSS-Tech | 124567 |  | ✔ | SZ |  |  | None |  | DX | 1 | 2.0 Tons | 2 | No | [23 empty] | W.L. Dodson Auditorium | 1 | No | WLDA - MSS Tech Booth
Area 25 Dodson: ESI ID # 698559038_964-957-840-0-9 / Meter # 698559038; Area 23 North Chiller Plant, Gussie Nell Davi: Gas Meter # 2003999280, Gas Acct # 628724 |  |  |  | WLDA-AHU-02 | 124560 | 4-pipe | ✔ | SZ | 30 | 30000 | Economizer |  | Chilled Water | 1 | 122.6 Tons | 122.575 |  | Hot Water | 1 | 1171000.0 BTUs Per Hour |  |  |  | 1171000 | [12 empty] | 4S3-KGLR | WLDA_Zones | WLDA-AHU-02 | ⬜ | W.L. Dodson Auditorium | 1 | No | WLDA - Zones, WLDA - Stage SDU, WLDA - Auditorium Front, WLDA - Balcony, WLDA - Auditorium Back
Area 25 Dodson: ESI ID # 698559038_964-957-840-0-9 / Meter # 698559038; Area 23 North Chiller Plant, Gussie Nell Davi: Gas Meter # 2003999280, Gas Acct # 628724 |  |  |  | WLDA-SDU-01 | 124566 |  | ✔ | SZ |  |  | Minimum |  | DX, DX | 2 | 7.5 Tons, 7.5 Tons | 15 | No | [19 empty] | 8A5-B9KM | WLDA - Stage | WLDA-SDU-01 | ⬜ | W.L. Dodson Auditorium | 1 | No | WLDA - Stage SDU
Area 25 Dodson: ESI ID # 698559038_964-957-840-0-9 / Meter # 698559038; Area 23 North Chiller Plant, Gussie Nell Davi: Gas Meter # 2003999280, Gas Acct # 628724 |  |  |  |  | 124760 |  | ✔ | MZ Zone | [16 empty] | WLDA-Zone-01 | 68.656 |  |  | 655760 |  | Yes | [5 empty] | 8A3-E3ZD | WLDA - Auditorium N | WLDA-Zone-01 | ⬜ | W.L. Dodson Auditorium | 1 | No | WLDA - Auditorium Front
Area 25 Dodson: ESI ID # 698559038_964-957-840-0-9 / Meter # 698559038; Area 23 North Chiller Plant, Gussie Nell Davi: Gas Meter # 2003999280, Gas Acct # 628724 |  |  |  |  | 124761 |  | ✔ | MZ Zone | [16 empty] | WLDA-Zone-02 | 32.2847 |  |  | 308363.33 |  | Yes | [5 empty] | 8A3-E3XE | WLDA - Balcony | WLDA-Zone-02 | ⬜ | W.L. Dodson Auditorium | 1 | No | WLDA - Balcony
Area 25 Dodson: ESI ID # 698559038_964-957-840-0-9 / Meter # 698559038; Area 23 North Chiller Plant, Gussie Nell Davi: Gas Meter # 2003999280, Gas Acct # 628724 |  |  |  |  | 124762 |  | ✔ | MZ Zone | [16 empty] | WLDA-Zone-03 | 21.6593 |  |  | 206876.67 |  | Yes | [5 empty] | 8A3-FB83 | WLDA - Auditorium S | WLDA-Zone-03 | ⬜ | W.L. Dodson Auditorium | 1 | No | WLDA - Auditorium Back

## Plant
Kilgore College (Kilgore) (1741) |  | Chillers |  |  |  | Towers | [6 empty] | Boilers |  |  |  |  | Pumps | [5 empty] | Valves |  |  | Controls Inspection
Unit Name | Description | Chiller Type | Condenser Type | Piping | Cooling Capacity | Tower Type | Cooling Capacity | Piping | # of Cells | # of Fans | Fan Type | Fan HP | Boiler Type | Fuel Type | Boiler Output | Heating Capacity | Piping | Application | Max GPM | Pump HP | Speed Control | Configuration | Piping | Valve Type | Application | Piping | Controls Type | EMS Type | Controls ID | Pelican Name | Pelican Desc | Chiller Name | Chiller Capacity (tons) | Chiller Description | Chiller Piping | Chilled Water (CHW) Pump Name | CHW Pump Capacity (HP & GPM) | Boiler Name | Boiler Capacity (BTUs) | Boiler Description / Piping | Heating Water (HW) Pump Name | HW Pump Capacity
LN-CHW-01 | Longview North Chiller | [31 empty] | 80 | Scroll (4) | - | LN-CHW-P01
LN-CHW-P01 | Longview North CHW Pump | [35 empty] | 10 HP
WCP-CH-01 | WCP Chiller 1 | [31 empty] | 139 | 4 Scroll | Parallel
WCP-CH-02 | WCP Chiller 2 | [31 empty] | 139 | 4 Scroll
WCP-CHWP-01 | WCP CH Pump 1 | [34 empty] | WCP-CHWP-01 | 10 HP
WCP-CHWP-02 | WCP CH Pump 2 | [34 empty] | WCP-CHWP-02 | 10 HP
WCP-B-01 | WCP Boiler 1 | [36 empty] | WCP-B-01 | 999000 | Hot Water
WCP-B-02 | WCP Boiler 2 | [36 empty] | WCP-B-02 | 999000 | Parallel
WCP-HWP-01 | WCP HW Pump 1 | [39 empty] | WCP-HWP-01 | 5 HP
WCP-HWP-02 | WCP HW Pump 2 | [39 empty] | WCP-HWP-02 | 5 HP
CES-CH-01 | CES Chiller 1 | [30 empty] | CES-CH-01 | 170 | 6 Scroll | Parallel
CES-CH-02 | CES Chiller 2 | [30 empty] | CES-CH-02 | 170
CES-CHWP-01 | CES CW Pump 1 | [34 empty] | CES-CHWP-01 | 20 HP
CES-CHWP-02 | CES CW Pump 2 | [34 empty] | CES-CHWP-02 | 20 HP
CES-CHWP-03 | CES CW Pump 3 | [34 empty] | CES-CHWP-03 | 5 HP
CES-CHWP-04 | CES CW Pump 4 | [34 empty] | CES-CHWP-04 | 5 HP
CES-B-01 | CES Boiler 1 | [36 empty] | CES-B-01 | 2000000 | Hot Water
CES-B-02 | CES Boiler 2 | [36 empty] | CES-B-02 | 2000000 | Parallel
CES-HWP-01 | CES HW Pump 1 | [39 empty] | CES-HWP-01 | 10 HP
CES-HWP-02 | CES HW Pump 2 | [39 empty] | CES-HWP-02 | 10 HP
DSC-CH-01 | DSC Chiller 1 | [30 empty] | DSC-CH-01 | 140 | Screw
DSC-CH-02 | DSC Chiller 2 | [30 empty] | DSC-CH-02 | 140 | Screw
DSC-CHWP-01 | DSC CW Pump 1 | [34 empty] | DSC-CHWP-01 | 15 HP
DSC-CHWP-02 | DSC CW Pump 2 | [34 empty] | DSC-CHWP-02 | 15 HP
DSC-B-01 | DSC Boiler 1 | [36 empty] | DSC-B-01 | 2070000 | Hot Water
DSC-B-02 | DSC Boiler 2 | [36 empty] | DSC-B-02 | 2070000 | Parallel
DSC-HWP-01 | DSC HW Pump 1 | [39 empty] | DSC-HWP-01 | 15 HP
DSC-HWP-02 | DSC HW Pump 2 | [39 empty] | DSC-HWP-02 | 15 HP
ECP-CH-01 | ECP Chiller 1 | [30 empty] | ECP-CH-01 | 175 | 6 Scroll | Parallel
ECP-CH-02 | ECP Chiller 2 | [30 empty] | ECP-CH-02 | 175 | 6 Scroll
ECP-CHWP-01 | ECP CW Pump 1 | [34 empty] | ECP-CHWP-01 | 7.5 HP
ECP-CHWP-02 | ECP CW Pump 2 | [34 empty] | ECP-CHWP-02 | 7.5 HP
FAC-CHWP-01 | FAC CW Pump 1 | [34 empty] | FAC-CHWP-01 | 15 HP
BPBA-CHWP-01 | BPPA CW Pump 1 | [34 empty] | BPBA-CHWP-01 | 10 HP
TV-CHWP-01 | TV CW Pump 1 | [34 empty] | TV-CHWP-01 | 7.5 HP
CA-CHWP-01 | CA CW Pump 1 | [34 empty] | CA-CHWP-01 | 7.5 HP
ECP-B-01 | ECP Boiler 1 | [36 empty] | ECP-B-01 | 2000000 | Hot Water
ECP-B-02 | ECP Boiler 2 | [36 empty] | ECP-B-02 | 2000000 | Parallel
FAC-HWP-01 | FAC HW Pump 1 | [39 empty] | FAC-HWP-01 | 5 HP
BPBA-HWP-01 | BPBA HW Pump 1 | [39 empty] | BPBA-HWP-01 | 7.5 HP
TV-HWP-01 | TV HW Pump 1 | [39 empty] | TV-HWP-01 | 3 HP
CA-HWP-01 | CA HW Pump 1 | [39 empty] | CA-HWP-01 | 7.5 HP
ATC-CH-01 | ATC Chiler | [30 empty] | ATC-CH-01 | 130 | 6 Scroll
ATC-CHWP-01 | ATC CW Pump 1 | [34 empty] | ATC-CHWP-01 | 5 HP
ATC-CHWP-02 | ATC CW Pump 2 | [34 empty] | ATC-CHWP-02 | 5 HP
NRHA-CHW-01 | NRHA Chiller | [30 empty] | NRHA-CHW-01 | 58 | Centrifugal
NRHA-WP-01 | NRHA Water Pump | [34 empty] | NRHA-WP-01 | 7.5 HP
NRHA-B-01 | NRHA Boiler 1 | [36 empty] | NRHA-B-01 | 745000 | Hot Water
NRHA-B-02 | NRHA Boiler 2 | [36 empty] | NRHA-B-02 | 1440000 | Hot Water
SH-CH-01 | SH Chiller | [30 empty] | SH-CH-01 | 100 | Scroll
SH-CHWP-MCP21 | SH CW Pump | [34 empty] | SH-CHWP-MCP21 | 10
SH-B-01 | SH Boiler | [36 empty] | SH-B-01 | 999999 | HW
SH-HWP-01 | SH HW Pump | [39 empty] | SH-HWP-01 | 0.5
RCWL-CH-01 | RCWL Chiller | [30 empty] | RCWL-CH-01 | 80 | Screw
RCWL-CHWP-01 | RCWL CW Pump 1 | [34 empty] | RCWL-CHWP-01 | 7.5 HP
RCWL-CHWP-02 | RCWL CW Pump 2 | [34 empty] | RCWL-CHWP-02 | 7.5 HP
RCWL-B-01 | RCWL Boiler | [36 empty] | RCWL-B-01 | 999999 | Hot Water
RCWL-HWP-01 | RCWL HW Pump 1 | [39 empty] | RCWL-HWP-01 | 5 HP
RCWL-HWP-02 | RCWL HW Pump 2 | [39 empty] | RCWL-HWP-02 | 5 HP
MBH-CH-01 | Masters Chiller | [30 empty] | MBH-CH-01 | 125 | 4 Scroll
MBH-WP-01 | Masters Water Pump | [34 empty] | MBH-WP-01 | 7.5 HP
MBH-CHWP-02 | Masters CW Pump 2 | [34 empty] | MBH-CHWP-02 | 7.5 HP
MBH-CHWP-03 | Masters CW Pump 3 | [34 empty] | MBH-CHWP-03 | 7.5 HP
MBH-B-01 | Masters Boiler 1 | [36 empty] | MBH-B-01 | 3150000 | Hot Water
MBH-B-02 | Masters Boiler 2 | [36 empty] | MBH-B-02 | 2066000 | Parallel
MBH-HWP-04 | Masters HW Pump 4 | [39 empty] | MBH-HWP-04 | 5 HP
MBH-HWP-05 | Masters HW Pump 5 | [39 empty] | MBH-HWP-05 | 5 HP
JMPFC-CH-01 | Parks Chiller | [30 empty] | JMPFC-CH-01 | 80 | 4 Scroll
JMPFC-CHWP-01 | Parks CW Pump | [34 empty] | JMPFC-CHWP-01 | 5 HP
JMPFC-B-01 | Parks Boiler | [36 empty] | JMPFC-B-01 | 996000 | Hot Water
JMPFC-BP-01 | Parks Boiler Pump | [39 empty] | JMPFC-B-01 | 1.5 HP
NCP-CH-01 | NCP Chiller 1 | [30 empty] | NCP-CH-01 | 175 | Screw | Parallel
NCP-CH-02 | NCP Chiller 2 | [30 empty] | NCP-CH-02 | 175 | Screw
NCP-CHWP-01 | NCP CW Pump 1 | [34 empty] | NCP-CHWP-01 | 25 HP
NCP-CHWP-02 | NCP CW Pump 2 | [34 empty] | NCP-CHWP-02 | 25 HP
NCP-B-01 | NCP Boiler 1 | [36 empty] | NCP-B-01 | 2070000 | Hot Water
NCP-B-02 | NCP Boiler 2 | [36 empty] | NCP-B-02 | 2070000 | Parallel
NCP-HWP-01 | NCP HW Pump 1 | [39 empty] | NCP-HWP-01 | 15 HP
NCP-HWP-02 | NCP HW Pump 2 | [39 empty] | NCP-HWP-02 | 15 HP